## BoQ1 (hidden)
Percentage BoQ
BoQ_Ver3.0 | Percentage | Normal | INR Only | INR
Select, At Par, Excess (+), Less (-) |  | IOCL
Tender Inviting Authority: Indian Institute of Technology Ropar
Name of Work: Construction of Canteen and Juice Bar near Hostels of IIT Ropar
Contract No: IITRPR/EE/T/23/274
Name of the Bidder/ Bidding Firm / Company :
PRICE SCHEDULE (This BOQ template must not be modified/replaced by the bidder and the same should be uploaded after filling the relevent columns, else the bidder is liable to be rejected for this tender. Bidders are allowed to enter the Bidder Name and Values only )
NUMBER # | TEXT # | TEXT # | NUMBER # | TEXT # | NUMBER | NUMBER | TEXT | TEXT # | NUMBER # | TEXT# | TEXT # | NUMBER # | NUMBER | NUMBER | NUMBER | NUMBER | TEXT | TEXT | NUMBER | NUMBER | NUMBER | NUMBER | TEXT | TEXT | NUMBER | NUMBER | NUMBER | NUMBER | TEXT | TEXT | NUMBER | NUMBER | NUMBER | NUMBER | TEXT | TEXT | NUMBER | NUMBER | NUMBER | NUMBER | TEXT | TEXT | NUMBER | NUMBER | NUMBER # | NUMBER # | TEXT | TEXT | NUMBER # | NUMBER # | DATE | NUMBER # | NUMBER # | TEXT #
Sl. No. | Item Description | Item Code / Make | Quantity | Units | Estimated Rate in Rs. P |  |  | Addition / Deduction | Addition / Deduction Values | Currency Convertion against each Item | Quoted Currency in INR / Other Currency | BASIC RATE In Figures To be entered by the Bidder Rs. P | Excise Duty | VAT | Freight Charges ( Unloading & Stacking) | Any Other Taxes/Duties/Levies |  |  | Other Taxes 2 | IIIrd Party i.e DGS&D / RITES etc Inspection Charges @0.34%+Service Tax | Less for Cenvat Credit,if any respect of Supplies Under full Excise Duty Category | [30 empty] | TOTAL AMOUNT Without Taxes in Rs. P | TOTAL AMOUNT With Taxes | TOTAL AMOUNT In Words
1 | 2 | 3 | 4 | 5 | 6 | 7 | 8 | 9 | 10 | 11 | 12 | 13 | 14 | 15 | 16 | 17 | 18 | 19 | 20 | 21 | 22 | 23 | 24 | 25 | 26 | 27 | 28 | 29 | 30 | 31 | 32 | 33 | 34 | 35 | 36 | 37 | 38 | 39 | 40 | 41 | 42 | 43 | 44 | 45 | 46 | 47 | 48 | 49 | 50 | 51 | 52 | 53 | 54 | 55
1.01 | Civil Works ( Canteen) 16 x 16 feet | item1 | [52 empty] | 1 | Construction of chamber for 100mm sluices valve | item1 | 10 | 1 Nos
1.02 | Earth work in excavation by mechanical mens (Hydraulic exacavator) / manual means in foundation trenches or drains ( not exceeding 1.5 m in width or 10 sqm on plan) including dressing of sides and ramming of bottoms, lift upto 1.5m, including getting out the excavated soil and disposal of surplus excavated soil as directed, within a lead of 50 m. | item2 | [52 empty] | 1 | Construction of chamber for 100mm sluices valve | item1 | 10 | 1 Nos
1.03 | All kinds of soil | item3 | 6 | meter cube | 286.85 |  |  | Excess(+) | 1 | Full Conversion | INR | [40 empty] | #VALUE! | #VALUE! | #VALUE! | 1.01 | Supplying, Conveying and fixing spls. Including eart | item1 | 123.223 | Nos
1.04 | Filling available excavated earth (excluding rock) in treches, plinth, sides of foundations etc. in layers not exceeding 20 cm in depth, consolidating each depostied layer by ramming and watering, lead up to 50 m and lift upto 1.5 m | item4 | 3 | meter cube | 253.95 |  |  | Excess(+) | 1 | Full Conversion | INR | [40 empty] | #VALUE! | #VALUE! | #VALUE! | 1.01 | Supplying, Conveying and fixing spls. Including eart | item1 | 123.223 | Nos
1.05 | Excavating, supplying and filling of local earth (including royalty) by mechanical transport upto a lead of 5 km also including ramming and watering of the earth in layers not exceeding 20 cm in trenches, plinth, sides of foundation etc. complete | item5 | 3 | meter cube | 368.65 |  |  | Excess(+) | 1 | Full Conversion | INR | [40 empty] | #VALUE! | #VALUE! | #VALUE! | 1.01 | Supplying, Conveying and fixing spls. Including eart | item1 | 123.223 | Nos
1.06 | Supplying and filling in plinth with sand under floors, inlcuding watering, ramming, consolidating and dressing complete | item6 | 3 | meter cube | 2161.2 |  |  | Excess(+) | 1 | Full Conversion | INR | [40 empty] | #VALUE! | #VALUE! | #VALUE! | 1.01 | Supplying, Conveying and fixing spls. Including eart | item1 | 123.223 | Nos
1.07 | Providing and laying in position cement concrete of specified grade excluding the cost of centering and shuttering - All work up to plinth level: | item7 | [52 empty] | 1 | Construction of chamber for 100mm sluices valve | item1 | 10 | 1 Nos
1.08 | 1:5:10 ( 1 cement : 5 fine sand derived from natrual sources : 10 graded stone aggregate 40 mm nominal size derived from natural sources) | item8 | 8 | meter cube | 5660.45 |  |  | Excess(+) | 1 | Full Conversion | INR | [40 empty] | #VALUE! | #VALUE! | #VALUE! | 1.01 | Supplying, Conveying and fixing spls. Including eart | item1 | 123.223 | Nos
1.09 | Centering and shuttering including strutting, propping etc. and removal of form for work for | item9 | [52 empty] | 1 | Construction of chamber for 100mm sluices valve | item1 | 10 | 1 Nos
1.1 | Foundations,footings,bases for columns | item10 | 6 | meter square | 307.95 |  |  | Excess(+) | 1 | Full Conversion | INR | [40 empty] | #VALUE! | #VALUE! | #VALUE! | 1.01 | Supplying, Conveying and fixing spls. Including eart | item1 | 123.223 | Nos
1.11 | Making plinth protection 50 mm thick of cement concrete 1:3:6 ( 1 cement : 3 coarse sand (zone-III) derived from natural sources : 6 graded stone aggregate 20 mm nominal size derived from natural sources) over 75 mm thick bed of dry brick ballast 40 mm nominal size, well rammed and consolidated and gouted with fine sand, including necessary excavation, levelling & dressing & finishing the top smooth. | item11 | 14 | sqm | 681.65 |  |  | Excess(+) | 1 | Full Conversion | INR | [40 empty] | #VALUE! | #VALUE! | #VALUE! | 1.01 | Supplying, Conveying and fixing spls. Including eart | item1 | 123.223 | Nos
1.12 | Providing and laying in position specified grade of reinforced cement concrete,excluding the cost of centering, shuttering, finishing and reinforcement- All work up ot plinth level | item12 | [52 empty] | 1 | Construction of chamber for 100mm sluices valve | item1 | 10 | 1 Nos
1.13 | 1:1.5:3 ( 1 cement : 1.5 coarse sand (zone-III) derived from natural sources : 3 graded stone aggregate 20 mm nominal size derived from natural sources) | item13 | 6 | meter cube | 8364.2 |  |  | Excess(+) | 1 | Full Conversion | INR | [40 empty] | #VALUE! | #VALUE! | #VALUE! | 1.01 | Supplying, Conveying and fixing spls. Including eart | item1 | 123.223 | Nos
1.14 | Steel reinforcement for R.C.C work including straightening, cutting, bending, placing in position and binding all complete upto plinth level | item14 | [52 empty] | 1 | Construction of chamber for 100mm sluices valve | item1 | 10 | 1 Nos
1.15 | Thermo-Mechanically Treated bars of grade Fe-500D or more | item15 | 281 | kgs | 89.65 |  |  | Excess(+) | 1 | Full Conversion | INR | [40 empty] | #VALUE! | #VALUE! | #VALUE! | 1.01 | Supplying, Conveying and fixing spls. Including eart | item1 | 123.223 | Nos
1.16 | Steel reinforcement for R.C.C work including straightening, cutting, bending, placing in position and binding all complete upto plinth level | item16 | [52 empty] | 1 | Construction of chamber for 100mm sluices valve | item1 | 10 | 1 Nos
1.17 | Thermo-Mechanically Treated bars of grade Fe-500D or more | item17 | 40 | kgs | 89.65 |  |  | Excess(+) | 1 | Full Conversion | INR | [40 empty] | #VALUE! | #VALUE! | #VALUE! | 1.01 | Supplying, Conveying and fixing spls. Including eart | item1 | 123.223 | Nos
1.18 | Brick work with common burnt clay F.P.S ( non modular) bricks of class designation 7.5 in foundation and plinth in: | item18 | [52 empty] | 1 | Construction of chamber for 100mm sluices valve | item1 | 10 | 1 Nos
1.19 | Cement mortar 1:6 ( 1 cement : 6 coarse sand) | item19 | 4 | meter cube | 6658.25 |  |  | Excess(+) | 1 | Full Conversion | INR | [40 empty] | #VALUE! | #VALUE! | #VALUE! | 1.01 | Supplying, Conveying and fixing spls. Including eart | item1 | 123.223 | Nos
1.2 | Brick work with common burnt clay F.P.S ( non modular) bricks ofclass designation 7.5 in superstructure above plinth level up to floor V level in all shapes and sizes in: | item20 | [52 empty] | 1 | Construction of chamber for 100mm sluices valve | item1 | 10 | 1 Nos
1.21 | Cement mortar 1:6 ( 1 cement : 6 coarse sand) | item21 | 3 | meter cube | 8288.35 |  |  | Excess(+) | 1 | Full Conversion | INR | [40 empty] | #VALUE! | #VALUE! | #VALUE! | 1.01 | Supplying, Conveying and fixing spls. Including eart | item1 | 123.223 | Nos
1.22 | Steel work in built up tubular ( round, square or rectangular hollow tubes etc.) trusses etc. including cutting, hoisting, fixing in position and applying a priming coat of approved steel primer, including welding nad bolted with special shaped washers etc. complete | item22 | [52 empty] | 1 | Construction of chamber for 100mm sluices valve | item1 | 10 | 1 Nos
1.23 | Hot finished welded type tubes | item23 | 100 | kgs | 154.9 |  |  | Excess(+) | 1 | Full Conversion | INR | [40 empty] | #VALUE! | #VALUE! | #VALUE! | 1.01 | Supplying, Conveying and fixing spls. Including eart | item1 | 123.223 | Nos
1.24 | Structural steel work in single sectio, fixed with or without connecting plate, including cutting, hoisting, fixing in position and applying a priming coat of approved steel primer all complete | item24 | 643 | kgs | 93.05 |  |  | Excess(+) | 1 | Full Conversion | INR | [40 empty] | #VALUE! | #VALUE! | #VALUE! | 1.01 | Supplying, Conveying and fixing spls. Including eart | item1 | 123.223 | Nos
1.25 | Providing and fixing 1 mm thick M.S. sheet door with frame of 40 x 40x 6 mm angle iron and 3 mm M.S. gusset plates at the juncitons and corners, all necessary fittings complete, including applying a priming coat of approved steel primer. | item25 | [52 empty] | 1 | Construction of chamber for 100mm sluices valve | item1 | 10 | 1 Nos
1.26 | Using M.S. angels 40x40x6 mm for diagonal braces | item26 | 5.19 | sq.m | 4781.15 |  |  | Excess(+) | 1 | Full Conversion | INR | [40 empty] | #VALUE! | #VALUE! | #VALUE! | 1.01 | Supplying, Conveying and fixing spls. Including eart | item1 | 123.223 | Nos
1.27 | Welding by gas or electric plant including transportation of plant at site etc. complete | item27 | 1562 | Cm | 3.4 |  |  | Excess(+) | 1 | Full Conversion | INR | [40 empty] | #VALUE! | #VALUE! | #VALUE! | 1.01 | Supplying, Conveying and fixing spls. Including eart | item1 | 123.223 | Nos
1.28 | Providing and fixing carbon steel galvanised ( mnimum coating 5 miron) dash fastener of 10 mm dia double threaded 6.8 grade (yield strenth 480 N/mm2), coutner sunk head, comprising of 10 mm dia polyamide PA 6 grade sleveee, including drilling of hole in frame, concrete/masonry, etc. as per direction of Engineer-in-charge. | item28 | [52 empty] | 1 | Construction of chamber for 100mm sluices valve | item1 | 10 | 1 Nos
1.29 | 10 x 120 mm | item29 | 22 | each | 144.6 |  |  | Excess(+) | 1 | Full Conversion | INR | [40 empty] | #VALUE! | #VALUE! | #VALUE! | 1.01 | Supplying, Conveying and fixing spls. Including eart | item1 | 123.223 | Nos
1.3 | Kota Stone slab flooring over 20 mm (average) thick base laid over and jointed with grey sement slurry mixed with pigment to match the shade of the slab, including rubbing and polishing complete with base of cement mortar 1:4 ( 1 cement : 4 coarse sand): | item30 | [52 empty] | 1 | Construction of chamber for 100mm sluices valve | item1 | 10 | 1 Nos
1.31 | 25 mm thick | item31 | 26.2 | sqm | 1706.6 |  |  | Excess(+) | 1 | Full Conversion | INR | [40 empty] | #VALUE! | #VALUE! | #VALUE! | 1.01 | Supplying, Conveying and fixing spls. Including eart | item1 | 123.223 | Nos
1.32 | Providing and fixing on wall face unplasticised Rigid PVC rain water pipes conforming to IS : 13592 Type A, including jointing with seal ring conforming to IS : 5382, leaving 10 mm gap for thermal expansion, (i) Single socketed pipes. | item32 | [52 empty] | 1 | Construction of chamber for 100mm sluices valve | item1 | 10 | 1 Nos
1.33 | 110 mm diameter | item33 | 15 | Rmt | 319.75 |  |  | Excess(+) | 1 | Full Conversion | INR | [40 empty] | #VALUE! | #VALUE! | #VALUE! | 1.01 | Supplying, Conveying and fixing spls. Including eart | item1 | 123.223 | Nos
1.34 | Providing reinforced by organic fibres and/ or inorganic synthetic fibres cement 6 mm thick corrugated sheets ( as per IS: 14871) roofing up to any pitch and fixing with polymer coated J, or L hooks, bolts and nuts 8 mm dia. G.I. plain and bitumen washers or with self drilling fastener and EPDM washers etc. complete ( excluding the cost of purlins, rafters and trusses), including cutting sheets to size and shape wherever required. | item34 | 11 | sqm | 462.1 |  |  | Excess(+) | 1 | Full Conversion | INR | [40 empty] | #VALUE! | #VALUE! | #VALUE! | 1.01 | Supplying, Conveying and fixing spls. Including eart | item1 | 123.223 | Nos
1.35 | Providing and fixing precoated galvanised iron profile sheets (size, shape and pitch of corrugation as approved by Engineer-in-charge) 0.50 mm (+ 0.05 %) total coated thickness with zinc coating 120 grams per sqm as per IS: 277, in 240 mpa steel grade, 5-7 microns epoxy primer on both side of the sheet and polyester top coat 15-18 microns. Sheet should have protective guard film of 25 microns minimum to avoid scratches during transportation and should be supplied in single length upto 12 metre or as desired by Engineerin- charge. The sheet shall be fixed using self drilling /self tapping screws of size (5.5x 55 mm) with EPDM seal, complete upto any pitch in horizontal/ vertical or curved surfaces, excluding the cost of purlins, rafters and trusses and including cutting to size and shape wherever required. | item35 | 94.91 | sq.m | 671.55 |  |  | Excess(+) | 1 | Full Conversion | INR | [40 empty] | #VALUE! | #VALUE! | #VALUE! | 1.01 | Supplying, Conveying and fixing spls. Including eart | item1 | 123.223 | Nos
1.36 | Providing and fixing precoated galvanised iron profile sheets (size, shape and pitch of corrugation as approved by Engineer-in-charge) 0.50 mm (+ 0.05 %) total coated thickness with zinc coating 120 grams per sqm as per IS: 277, in 240 mpa steel grade, 5-7 microns epoxy primer on both side of the sheet and polyester top coat 15-18 microns using self/drilling/ self tapping screws complete | item36 | [52 empty] | 1 | Construction of chamber for 100mm sluices valve | item1 | 10 | 1 Nos
1.37 | Ridges plain ( 500-600mm) | item37 | 6 | Rmt | 450.6 |  |  | Excess(+) | 1 | Full Conversion | INR | [40 empty] | #VALUE! | #VALUE! | #VALUE! | 1.01 | Supplying, Conveying and fixing spls. Including eart | item1 | 123.223 | Nos
1.38 | Flashings/Aprons. (Upto 600 mm) | item38 | 15 | Rmt | 412.85 |  |  | Excess(+) | 1 | Full Conversion | INR | [40 empty] | #VALUE! | #VALUE! | #VALUE! | 1.01 | Supplying, Conveying and fixing spls. Including eart | item1 | 123.223 | Nos
1.39 | Gutter ( 600 mm over all girth) | item39 | 7 | Rmt | 1110.6 |  |  | Excess(+) | 1 | Full Conversion | INR | [40 empty] | #VALUE! | #VALUE! | #VALUE! | 1.01 | Supplying, Conveying and fixing spls. Including eart | item1 | 123.223 | Nos
1.4 | Cement Plaster ( In Fine Sand) | item40 | [52 empty] | 1 | Construction of chamber for 100mm sluices valve | item1 | 10 | 1 Nos
1.41 | 12 mm cement plaster of mix: | item41 | [52 empty] | 1 | Construction of chamber for 100mm sluices valve | item1 | 10 | 1 Nos
1.42 | 1:6 ( 1 cement : 6 fine sand) | item42 | 6 | sqm | 282 |  |  | Excess(+) | 1 | Full Conversion | INR | [40 empty] | #VALUE! | #VALUE! | #VALUE! | 1.01 | Supplying, Conveying and fixing spls. Including eart | item1 | 123.223 | Nos
1.43 | Painting with synthetic enamel paint of approved brand and manufacture to give an even shade: | item43 | [52 empty] | 1 | Construction of chamber for 100mm sluices valve | item1 | 10 | 1 Nos
1.44 | Two or more coats on new work | item44 | 20 | sqm | 131.45 |  |  | Excess(+) | 1 | Full Conversion | INR | [40 empty] | #VALUE! | #VALUE! | #VALUE! | 1.01 | Supplying, Conveying and fixing spls. Including eart | item1 | 123.223 | Nos
1.45 | Finishing walls with Acrylic smooth exterior paint of required shade: | item45 | [52 empty] | 1 | Construction of chamber for 100mm sluices valve | item1 | 10 | 1 Nos
1.46 | New work ( Two or more coatapplied @ 1.67 ltr/10 sqm over and including priming coat of exterior applied @ 2.20 kg/10 sqm | item46 | 15 | sqm | 166.85 |  |  | Excess(+) | 1 | Full Conversion | INR | [40 empty] | #VALUE! | #VALUE! | #VALUE! | 1.01 | Supplying, Conveying and fixing spls. Including eart | item1 | 123.223 | Nos
1.47 | Providing and applying white cement based putty of average thickness 1 mm, of approved brand and manufacturer, over the plastered wall surface to prepare the surface even and smooth complete. | item47 | 62 | sqm | 123.85 |  |  | Excess(+) | 1 | Full Conversion | INR | [40 empty] | #VALUE! | #VALUE! | #VALUE! | 1.01 | Supplying, Conveying and fixing spls. Including eart | item1 | 123.223 | Nos
1.48 | Two coats | item48 | 104.78 | sqm | 90.05 |  |  | Excess(+) | 1 | Full Conversion | INR | [40 empty] | #VALUE! | #VALUE! | #VALUE! | 1.01 | Supplying, Conveying and fixing spls. Including eart | item1 | 123.223 | Nos
1.49 | Providing and fixing wash basin with C.I. brackets, 15 mm C.P. brass pillar taps, 32 mm C.P. brass waste of standard pattern, including painting of fittings and brackets, cutting and making good the walls wherever require: | item49 | [52 empty] | 1 | Construction of chamber for 100mm sluices valve | item1 | 10 | 1 Nos
1.5 | White Vitreous China Wash basin size 550x400 mm with a pair of 15 mm C.P. brass pillar taps | item50 | 2 | each | 2040.85 |  |  | Excess(+) | 1 | Full Conversion | INR | [40 empty] | #VALUE! | #VALUE! | #VALUE! | 1.01 | Supplying, Conveying and fixing spls. Including eart | item1 | 123.223 | Nos
1.51 | Providing and fixing kitchen sink with C.I. brackets, C.P. brass chain with rubber plug, 40 mm C.P. brass waste complete, including painting the fittings and brackets, cutting and making good the walls whereever required. | item51 | [52 empty] | 1 | Construction of chamber for 100mm sluices valve | item1 | 10 | 1 Nos
1.52 | White glazed fire clay kitchen sink of size 600 x 450 x 250 mm | item52 | 1 | each | 3302.95 |  |  | Excess(+) | 1 | Full Conversion | INR | [40 empty] | #VALUE! | #VALUE! | #VALUE! | 1.01 | Supplying, Conveying and fixing spls. Including eart | item1 | 123.223 | Nos
1.53 | Providing and fixing P.V.C waste pipe for sink or wash basin including P.V.C waste fittings complete | item53 | [52 empty] | 1 | Construction of chamber for 100mm sluices valve | item1 | 10 | 1 Nos
1.54 | Semi rigid pipe | item54 | [52 empty] | 1 | Construction of chamber for 100mm sluices valve | item1 | 10 | 1 Nos
1.55 | 32 mm dia | item55 | 1 | each | 90.95 |  |  | Excess(+) | 1 | Full Conversion | INR | [40 empty] | #VALUE! | #VALUE! | #VALUE! | 1.01 | Supplying, Conveying and fixing spls. Including eart | item1 | 123.223 | Nos
1.56 | Providing and fixing soil, waste and vent pipes: | item56 | [52 empty] | 1 | Construction of chamber for 100mm sluices valve | item1 | 10 | 1 Nos
1.57 | Centrifugally cast ( spun) iron socket & spigot ( S&S) pipe as per IS: 3989 | item57 | [52 empty] | 1 | Construction of chamber for 100mm sluices valve | item1 | 10 | 1 Nos
1.58 | 100 mm diameter: | item58 | 40 | meter | 1077.4 |  |  | Excess(+) | 1 | Full Conversion | INR | [40 empty] | #VALUE! | #VALUE! | #VALUE! | 1.01 | Supplying, Conveying and fixing spls. Including eart | item1 | 123.223 | Nos
1.59 | 75 mm diameter | item59 | 35 | meter | 1042.1 |  |  | Excess(+) | 1 | Full Conversion | INR | [40 empty] | #VALUE! | #VALUE! | #VALUE! | 1.01 | Supplying, Conveying and fixing spls. Including eart | item1 | 123.223 | Nos
1.6 | Providing and fixing bend of required degree with access door, insertion rubber washer 3 mm thick, bolts and nuts complete. | item60 | [52 empty] | 1 | Construction of chamber for 100mm sluices valve | item1 | 10 | 1 Nos
1.61 | Sand cast iron S&S as per IS-1729 | item61 | [52 empty] | 1 | Construction of chamber for 100mm sluices valve | item1 | 10 | 1 Nos
1.62 | 100 mm dia: | item62 | 5 | each | 530.7 |  |  | Excess(+) | 1 | Full Conversion | INR | [40 empty] | #VALUE! | #VALUE! | #VALUE! | 1.01 | Supplying, Conveying and fixing spls. Including eart | item1 | 123.223 | Nos
1.63 | 75 mm dia | item63 | 5 | each | 440 |  |  | Excess(+) | 1 | Full Conversion | INR | [40 empty] | #VALUE! | #VALUE! | #VALUE! | 1.01 | Supplying, Conveying and fixing spls. Including eart | item1 | 123.223 | Nos
1.64 | Providing lead caulked joints to sand cast iron/centrifugally cast (spun) iron pipes and fittings of diameter | item64 | [52 empty] | 1 | Construction of chamber for 100mm sluices valve | item1 | 10 | 1 Nos
1.65 | 100 mm : | item65 | 19 | each | 549.65 |  |  | Excess(+) | 1 | Full Conversion | INR | [40 empty] | #VALUE! | #VALUE! | #VALUE! | 1.01 | Supplying, Conveying and fixing spls. Including eart | item1 | 123.223 | Nos
1.66 | 75 mm | item66 | 17 | each | 466.4 |  |  | Excess(+) | 1 | Full Conversion | INR | [40 empty] | #VALUE! | #VALUE! | #VALUE! | 1.01 | Supplying, Conveying and fixing spls. Including eart | item1 | 123.223 | Nos
1.67 | Providing and fixing trap of self cleansing design with screwed down or hinged grating with or without vent arm complete, including cost of cutting and making good the walls and floors : | item67 | [52 empty] | 1 | Construction of chamber for 100mm sluices valve | item1 | 10 | 1 Nos
1.68 | 100 mm inlet and 75 mm outlet | item68 | [52 empty] | 1 | Construction of chamber for 100mm sluices valve | item1 | 10 | 1 Nos
1.69 | Sand cast iron S&S as per IS - 3989 | item69 | 3 | each | 1671 |  |  | Excess(+) | 1 | Full Conversion | INR | [40 empty] | #VALUE! | #VALUE! | #VALUE! | 1.01 | Supplying, Conveying and fixing spls. Including eart | item1 | 123.223 | Nos
1.7 | Painting sand cast iron/ centrifugally cast (spun) iron soil, waste vent pipes and fittings with two coats of synthetic enamel paint of any colour such as chocolate grey, or buff etc. over a coat of primer (of approved quality) for new work : | item70 | [52 empty] | 1 | Construction of chamber for 100mm sluices valve | item1 | 10 | 1 Nos
1.71 | 100 mm diameter pipe: | item71 | 40 | meter | 69.55 |  |  | Excess(+) | 1 | Full Conversion | INR | [40 empty] | #VALUE! | #VALUE! | #VALUE! | 1.01 | Supplying, Conveying and fixing spls. Including eart | item1 | 123.223 | Nos
1.72 | 75 mm diameter pipe | item72 | 35 | meter | 52.9 |  |  | Excess(+) | 1 | Full Conversion | INR | [40 empty] | #VALUE! | #VALUE! | #VALUE! | 1.01 | Supplying, Conveying and fixing spls. Including eart | item1 | 123.223 | Nos
1.73 | Providing and fixing G.I. pipes complete with G.I. fittings and clamps, i/c making good the walls etc. concealed pipe, including painting wih anti corrosive bitumastic paint, cutting chases and amking good the wall. | item73 | [52 empty] | 1 | Construction of chamber for 100mm sluices valve | item1 | 10 | 1 Nos
1.74 | 15 mm dia nominal bore | item74 | 20 | meter | 304.15 |  |  | Excess(+) | 1 | Full Conversion | INR | [40 empty] | #VALUE! | #VALUE! | #VALUE! | 1.01 | Supplying, Conveying and fixing spls. Including eart | item1 | 123.223 | Nos
1.75 | 20 mm dia nominal bore | item75 | 53 | meter | 373.35 |  |  | Excess(+) | 1 | Full Conversion | INR | [40 empty] | #VALUE! | #VALUE! | #VALUE! | 1.01 | Supplying, Conveying and fixing spls. Including eart | item1 | 123.223 | Nos
1.76 | Providing and fixing G.I. pipes complete with G.I. fittings including trenching and refilling etc. | item76 | [52 empty] | 1 | Construction of chamber for 100mm sluices valve | item1 | 10 | 1 Nos
1.77 | External Work | item77 | [52 empty] | 1 | Construction of chamber for 100mm sluices valve | item1 | 10 | 1 Nos
1.78 | 20 mm dia nominal bore | item78 | 100 | metre | 315.35 |  |  | Excess(+) | 1 | Full Conversion | INR | [40 empty] | #VALUE! | #VALUE! | #VALUE! | 1.01 | Supplying, Conveying and fixing spls. Including eart | item1 | 123.223 | Nos
1.79 | Providing and fixing ball valve (brass) of approved quality, High or low pressure, with plastic floats complete : | item79 | [52 empty] | 1 | Construction of chamber for 100mm sluices valve | item1 | 10 | 1 Nos
1.8 | 20 mm nominal bore | item80 | 5 | each | 397.45 |  |  | Excess(+) | 1 | Full Conversion | INR | [40 empty] | #VALUE! | #VALUE! | #VALUE! | 1.01 | Supplying, Conveying and fixing spls. Including eart | item1 | 123.223 | Nos
1.81 | Providing and fixing C.P. brass bib cock of approved quality conforming to IS:8931 : | item81 | [52 empty] | 1 | Construction of chamber for 100mm sluices valve | item1 | 10 | 1 Nos
1.82 | 15 mm nominal bore | item82 | 4 | each | 434.2 |  |  | Excess(+) | 1 | Full Conversion | INR | [40 empty] | #VALUE! | #VALUE! | #VALUE! | 1.01 | Supplying, Conveying and fixing spls. Including eart | item1 | 123.223 | Nos
1.83 | Providing and fixing uplasticised PVC connection pipe with brass unions : | item83 | [52 empty] | 1 | Construction of chamber for 100mm sluices valve | item1 | 10 | 1 Nos
1.84 | 15 mm nominal bore- 45 cm length | item84 | 4 | each | 85.2 |  |  | Excess(+) | 1 | Full Conversion | INR | [40 empty] | #VALUE! | #VALUE! | #VALUE! | 1.01 | Supplying, Conveying and fixing spls. Including eart | item1 | 123.223 | Nos
1.85 | Providing and filling sand of grading zone V or coarser grade, allround the G.I. pipes in external work : | item85 | [52 empty] | 1 | Construction of chamber for 100mm sluices valve | item1 | 10 | 1 Nos
1.86 | 20 mm diameter pipe | item86 | 45 | metre | 159.85 |  |  | Excess(+) | 1 | Full Conversion | INR | [40 empty] | #VALUE! | #VALUE! | #VALUE! | 1.01 | Supplying, Conveying and fixing spls. Including eart | item1 | 123.223 | Nos
1.87 | Painting G.I. pipes and fittings with two coats of anti-corrosive bitumastic paint of approved quality : | item87 | [52 empty] | 1 | Construction of chamber for 100mm sluices valve | item1 | 10 | 1 Nos
1.88 | 20 mm diameter pipe | item88 | 80 | metre | 12 |  |  | Excess(+) | 1 | Full Conversion | INR | [40 empty] | #VALUE! | #VALUE! | #VALUE! | 1.01 | Supplying, Conveying and fixing spls. Including eart | item1 | 123.223 | Nos
1.89 | Providing and fixing G.I. Union in G.I. pipe including cutting and threading the pipe and making long screws etc. complete (New work) : | item89 | [52 empty] | 1 | Construction of chamber for 100mm sluices valve | item1 | 10 | 1 Nos
1.9 | 15 mm nominal bore | item90 | 5 | each | 262.3 |  |  | Excess(+) | 1 | Full Conversion | INR | [40 empty] | #VALUE! | #VALUE! | #VALUE! | 1.01 | Supplying, Conveying and fixing spls. Including eart | item1 | 123.223 | Nos
1.91 | 20 mm nominal bore | item91 | 5 | each | 289.05 |  |  | Excess(+) | 1 | Full Conversion | INR | [40 empty] | #VALUE! | #VALUE! | #VALUE! | 1.01 | Supplying, Conveying and fixing spls. Including eart | item1 | 123.223 | Nos
1.92 | Providing and fixing brass stop cock of approved quality : | item92 | [52 empty] | 1 | Construction of chamber for 100mm sluices valve | item1 | 10 | 1 Nos
1.93 | 15 mm nominal bore | item93 | 4 | each | 303.85 |  |  | Excess(+) | 1 | Full Conversion | INR | [40 empty] | #VALUE! | #VALUE! | #VALUE! | 1.01 | Supplying, Conveying and fixing spls. Including eart | item1 | 123.223 | Nos
1.94 | 20 mm nominal bore | item94 | 4 | each | 327.95 |  |  | Excess(+) | 1 | Full Conversion | INR | [40 empty] | #VALUE! | #VALUE! | #VALUE! | 1.01 | Supplying, Conveying and fixing spls. Including eart | item1 | 123.223 | Nos
1.95 | Making connection of G.I. distribution branch with G.I. main of following sizes by providing and fixing tee, including cutting and threading the pipe etc. complete : | item95 | [52 empty] | 1 | Construction of chamber for 100mm sluices valve | item1 | 10 | 1 Nos
1.96 | 20 to 40 mm nominal bore | item96 | 1 | each | 757.1 |  |  | Excess(+) | 1 | Full Conversion | INR | [40 empty] | #VALUE! | #VALUE! | #VALUE! | 1.01 | Supplying, Conveying and fixing spls. Including eart | item1 | 123.223 | Nos
1.97 | Providing and placing on terrace (at all floor levels) polyethylene water storage tank, IS : 12701 marked, with cover and suitable locking arrangement and making necessary holes for inlet, outlet and overflow pipes but without fittings and the base support for tank. | item97 | 1000 | Litre | 9.7 |  |  | Excess(+) | 1 | Full Conversion | INR | [40 empty] | #VALUE! | #VALUE! | #VALUE! | 1.01 | Supplying, Conveying and fixing spls. Including eart | item1 | 123.223 | Nos
1.98 | Providing and fixing square-mouth S.W. gully trap class SP-1 complete with C.I. grating brick masonry chamber with water tight C.I. cover with frame of 300 x300 mm size (inside) the weight of cover to be not less than 4.50 kg and frame to be not less than 2.70 kg as per standard design: | item98 | [52 empty] | 1 | Construction of chamber for 100mm sluices valve | item1 | 10 | 1 Nos
1.99 | 150 x 100 mm size P type. | item99 | [52 empty] | 1 | Construction of chamber for 100mm sluices valve | item1 | 10 | 1 Nos
2.01 | With common burnt clay F.P.S. (non modular) bricks of class designation 7.5 | item100 | 2 | each | 2474.4 |  |  | Excess(+) | 1 | Full Conversion | INR | [40 empty] | #VALUE! | #VALUE! | #VALUE! | 1.01 | Supplying, Conveying and fixing spls. Including eart | item1 | 123.223 | Nos
2.02 | Constructing brick masonry manhole in cement mortar 1:4 ( 1 cement : 4 coarse sand ) with R.C.C. top slab with 1:1.5:3 mix (1 cement : 1.5 coarse sand (zone-III) : 3 graded stone aggregate 20 mm nominal size), foundation concrete 1:4:8 mix (1 cement : 4 coarse sand (zone-III) : 8 graded stone aggregate 40 mm nominal size), inside plastering 12 mm thick with cement mortar 1:3 (1 cement : 3 coarse sand) finished with floating coat of neat cement and making channels in cement concrete 1:2:4 (1 cement : 2 coarse sand : 4 graded stone aggregate 20 mm nominal size) finished with a floating coat of neat cement complete as per standard design : | item101 | [52 empty] | 1 | Construction of chamber for 100mm sluices valve | item1 | 10 | 1 Nos
2.03 | Inside size 90x80 cm and 45 cm deep including C.I. cover with frame (light duty) 455x610 mm internal dimensions, total weight of cover and frame to be not less than 38 kg (weight of cover 23 kg and weight of frame 15 kg) : | item102 | [52 empty] | 1 | Construction of chamber for 100mm sluices valve | item1 | 10 | 1 Nos
2.04 | With common burnt clay F.P.S. (non modular) bricks of class designation 7.5 | item103 | 2 | each | 11687.1 |  |  | Excess(+) | 1 | Full Conversion | INR | [40 empty] | #VALUE! | #VALUE! | #VALUE! | 1.01 | Supplying, Conveying and fixing spls. Including eart | item1 | 123.223 | Nos
2.05 | Extra for depth for manholes : | item104 | [52 empty] | 1 | Construction of chamber for 100mm sluices valve | item1 | 10 | 1 Nos
2.06 | Size 90x80 cm | item105 | [52 empty] | 1 | Construction of chamber for 100mm sluices valve | item1 | 10 | 1 Nos
2.07 | With common burnt clay F.P.S. (non modular) bricks of class designation 7.5 | item106 | 1 | metre | 8127.45 |  |  | Excess(+) | 1 | Full Conversion | INR | [40 empty] | #VALUE! | #VALUE! | #VALUE! | 1.01 | Supplying, Conveying and fixing spls. Including eart | item1 | 123.223 | Nos
2.08 | Making connection of drain or sewer line with existing manhole including breaking into and making good the walls, floors with cement concrete 1:2:4 mix (1 cement : 2 coarse sand : 4 graded stone aggregate 20 mm nominal size) cement plastered on both sides with cement mortar 1:3 (1 cement : 3 coarse sand), finished with a floating coat of neat cement and making necessary channels for the drain etc. complete : | item107 | [52 empty] | 1 | Construction of chamber for 100mm sluices valve | item1 | 10 | 1 Nos
2.09 | For pipes 100 to 250 mm diameter | item108 | 2 | each | 683.7 |  |  | Excess(+) | 1 | Full Conversion | INR | [40 empty] | #VALUE! | #VALUE! | #VALUE! | 1.01 | Supplying, Conveying and fixing spls. Including eart | item1 | 123.223 | Nos
2.1 | Providing and laying 60mm thick faciory made cement concrete interlocking paver block of M -30 grade made by block making machine with strong vibratory compaction, of approved size, design & shape, laid in required colour and pattern over and including 50mm thick compacted bed of coarse sand, filling the joints with line sand etc. all complete as per the direction of Engineer-in-charge. | item109 | 58.14 | sqm | 951 |  |  | Excess(+) | 1 | Full Conversion | INR | [40 empty] | #VALUE! | #VALUE! | #VALUE! | 1.01 | Supplying, Conveying and fixing spls. Including eart | item1 | 123.223 | Nos
2.11 | Civil Works ( Juice Bar) ( 12 x 12 feet) | item110 | [52 empty] | 1 | Construction of chamber for 100mm sluices valve | item1 | 10 | 1 Nos
2.12 | Earth work in excavation by mechanical mens (Hydraulic exacavator) / manual means in foundation trenches or drains ( not exceeding 1.5 m in width or 10 sqm on plan) including dressing of sides and ramming of bottoms, lift upto 1.5m, including getting out the excavated soil and disposal of surplus excavated soil as directed, within a lead of 50 m. | item111 | [52 empty] | 1 | Construction of chamber for 100mm sluices valve | item1 | 10 | 1 Nos
2.13 | All kinds of soil | item112 | 5 | meter cube | 286.85 |  |  | Excess(+) | 1 | Full Conversion | INR | [40 empty] | #VALUE! | #VALUE! | #VALUE! | 1.01 | Supplying, Conveying and fixing spls. Including eart | item1 | 123.223 | Nos
2.14 | Filling available excavated earth (excluding rock) in treches, plinth, sides of foundations etc. in layers not exceeding 20 cm in depth, consolidating each depostied layer by ramming and watering, lead up to 50 m and lift upto 1.5 m | item113 | 2 | meter cube | 253.95 |  |  | Excess(+) | 1 | Full Conversion | INR | [40 empty] | #VALUE! | #VALUE! | #VALUE! | 1.01 | Supplying, Conveying and fixing spls. Including eart | item1 | 123.223 | Nos
2.15 | Excavating, supplying and filling of local earth (including royalty) by mechanical transport upto a lead of 5 km also including ramming and watering of the earth in layers not exceeding 20 cm in trenches, plinth, sides of foundation etc. complete | item114 | 3 | meter cube | 368.65 |  |  | Excess(+) | 1 | Full Conversion | INR | [40 empty] | #VALUE! | #VALUE! | #VALUE! | 1.01 | Supplying, Conveying and fixing spls. Including eart | item1 | 123.223 | Nos
2.16 | Supplying and filling in plinth with sand under floors, inlcuding watering, ramming, consolidating and dressing complete | item115 | 3 | meter cube | 2161.2 |  |  | Excess(+) | 1 | Full Conversion | INR | [40 empty] | #VALUE! | #VALUE! | #VALUE! | 1.01 | Supplying, Conveying and fixing spls. Including eart | item1 | 123.223 | Nos
2.17 | Providing and laying in position cement concrete of specified grade excluding the cost of centering and shuttering - All work up to plinth level: | iitem116 | [52 empty] | 1 | Construction of chamber for 100mm sluices valve | item1 | 10 | 1 Nos
2.18 | 1:5:10 ( 1 cement : 5 fine sand derived from natrual sources : 10 graded stone aggregate 40 mm nominal size derived from natural sources) | item117 | 8 | meter cube | 5660.45 |  |  | Excess(+) | 1 | Full Conversion | INR | [40 empty] | #VALUE! | #VALUE! | #VALUE! | 1.01 | Supplying, Conveying and fixing spls. Including eart | item1 | 123.223 | Nos
2.19 | Centering and shuttering including strutting, propping etc. and removal of form for work for | item118 | [52 empty] | 1 | Construction of chamber for 100mm sluices valve | item1 | 10 | 1 Nos
2.2 | Foundations,footings,bases for columns | item119 | 5 | meter square | 307.95 |  |  | Excess(+) | 1 | Full Conversion | INR | [40 empty] | #VALUE! | #VALUE! | #VALUE! | 1.01 | Supplying, Conveying and fixing spls. Including eart | item1 | 123.223 | Nos
2.21 | Making plinth protection 50 mm thick of cement concrete 1:3:6 ( 1 cement : 3 coarse sand (zone-III) derived from natural sources : 6 graded stone aggregate 20 mm nominal size derived from natural sources) over 75 mm thick bed of dry brick ballast 40 mm nominal size, well rammed and consolidated and gouted with fine sand, including necessary excavation, levelling & dressing & finishing the top smooth. | item120 | 12 | sqm | 681.65 |  |  | Excess(+) | 1 | Full Conversion | INR | [40 empty] | #VALUE! | #VALUE! | #VALUE! | 1.01 | Supplying, Conveying and fixing spls. Including eart | item1 | 123.223 | Nos
2.22 | Providing and laying in position specified grade of reinforced cement concrete,excluding the cost of centering, shuttering, finishing and reinforcement- All work up ot plinth level | item121 | [52 empty] | 1 | Construction of chamber for 100mm sluices valve | item1 | 10 | 1 Nos
2.23 | 1:1.5:3 ( 1 cement : 1.5 coarse sand (zone-III) derived from natural sources : 3 graded stone aggregate 20 mm nominal size derived from natural sources) | item122 | 5 | meter cube | 8364.2 |  |  | Excess(+) | 1 | Full Conversion | INR | [40 empty] | #VALUE! | #VALUE! | #VALUE! | 1.01 | Supplying, Conveying and fixing spls. Including eart | item1 | 123.223 | Nos
2.24 | Steel reinforcement for R.C.C work including straightening, cutting, bending, placing in position and binding all complete upto plinth level | item123 | [52 empty] | 1 | Construction of chamber for 100mm sluices valve | item1 | 10 | 1 Nos
2.25 | Thermo-Mechanically Treated bars of grade Fe-500D or more | item124 | 241 | kgs | 89.65 |  |  | Excess(+) | 1 | Full Conversion | INR | [40 empty] | #VALUE! | #VALUE! | #VALUE! | 1.01 | Supplying, Conveying and fixing spls. Including eart | item1 | 123.223 | Nos
2.26 | Steel reinforcement for R.C.C work including straightening, cutting, bending, placing in position and binding all complete above plinth level | item125 | [52 empty] | 1 | Construction of chamber for 100mm sluices valve | item1 | 10 | 1 Nos
2.27 | Thermo-Mechanically Treated bars of grade Fe-500D or more | item126 | 84 | kgs | 89.65 |  |  | Excess(+) | 1 | Full Conversion | INR | [40 empty] | #VALUE! | #VALUE! | #VALUE! | 1.01 | Supplying, Conveying and fixing spls. Including eart | item1 | 123.223 | Nos
2.28 | Brick work with common burnt clay F.P.S ( non modular) bricks of class designation 7.5 in foundation and plinth in: | item127 | [52 empty] | 1 | Construction of chamber for 100mm sluices valve | item1 | 10 | 1 Nos
2.29 | Cement mortar 1:6 ( 1 cement : 6 coarse sand) | item128 | 3 | meter cube | 6658.25 |  |  | Excess(+) | 1 | Full Conversion | INR | [40 empty] | #VALUE! | #VALUE! | #VALUE! | 1.01 | Supplying, Conveying and fixing spls. Including eart | item1 | 123.223 | Nos
2.3 | Brick work with common burnt clay F.P.S ( non modular) bricks ofclass designation 7.5 in superstructure above plinth level up to floor V level in all shapes and sizes in: | item129 | [52 empty] | 1 | Construction of chamber for 100mm sluices valve | item1 | 10 | 1 Nos
2.31 | Cement mortar 1:6 ( 1 cement : 6 coarse sand) | item130 | 11 | meter cube | 8288.35 |  |  | Excess(+) | 1 | Full Conversion | INR | [40 empty] | #VALUE! | #VALUE! | #VALUE! | 1.01 | Supplying, Conveying and fixing spls. Including eart | item1 | 123.223 | Nos
2.32 | Steel work in built up tubular ( round, square or rectangular hollow tubes etc.) trusses etc. including cutting, hoisting, fixing in position and applying a priming coat of approved steel primer, including welding nad bolted with special shaped washers etc. complete | item131 | [52 empty] | 1 | Construction of chamber for 100mm sluices valve | item1 | 10 | 1 Nos
2.33 | Hot finished welded type tubes | item132 | 100 | kgs | 154.9 |  |  | Excess(+) | 1 | Full Conversion | INR | [40 empty] | #VALUE! | #VALUE! | #VALUE! | 1.01 | Supplying, Conveying and fixing spls. Including eart | item1 | 123.223 | Nos
2.34 | Structural steel work in single sectio, fixed with or without connecting plate, including cutting, hoisting, fixing in position and applying a priming coat of approved steel primer all complete | item133 | 73 | kgs | 93.05 |  |  | Excess(+) | 1 | Full Conversion | INR | [40 empty] | #VALUE! | #VALUE! | #VALUE! | 1.01 | Supplying, Conveying and fixing spls. Including eart | item1 | 123.223 | Nos
2.35 | Welding by gas or electric plant including transportation of plant at site etc. complete | item134 | 231 | Cm | 3.4 |  |  | Excess(+) | 1 | Full Conversion | INR | [40 empty] | #VALUE! | #VALUE! | #VALUE! | 1.01 | Supplying, Conveying and fixing spls. Including eart | item1 | 123.223 | Nos
2.36 | Cement Plaster ( In Fine Sand) | item135 | [52 empty] | 1 | Construction of chamber for 100mm sluices valve | item1 | 10 | 1 Nos
2.37 | 12 mm cement plaster of mix: | item136 | [52 empty] | 1 | Construction of chamber for 100mm sluices valve | item1 | 10 | 1 Nos
2.38 | 1:6 ( 1 cement : 6 fine sand) | item137 | 54 | sqm | 282 |  |  | Excess(+) | 1 | Full Conversion | INR | [40 empty] | #VALUE! | #VALUE! | #VALUE! | 1.01 | Supplying, Conveying and fixing spls. Including eart | item1 | 123.223 | Nos
2.39 | Pointing on brick work or brick flooring with cement mortar 1:3 ( 1 cement : 3 fine sand) | item138 | [52 empty] | 1 | Construction of chamber for 100mm sluices valve | item1 | 10 | 1 Nos
2.4 | Flush/Ruled/Struck or weathered pointing | item139 | 58 | sqm | 214.4 |  |  | Excess(+) | 1 | Full Conversion | INR | [40 empty] | #VALUE! | #VALUE! | #VALUE! | 1.01 | Supplying, Conveying and fixing spls. Including eart | item1 | 123.223 | Nos
2.41 | Painting with synthetic enamel paint of approved brand and manufacture to give an even shade: | item140 | [52 empty] | 1 | Construction of chamber for 100mm sluices valve | item1 | 10 | 1 Nos
2.42 | Two or more coats on new work | item141 | 15 | sqm | 131.45 |  |  | Excess(+) | 1 | Full Conversion | INR | [40 empty] | #VALUE! | #VALUE! | #VALUE! | 1.01 | Supplying, Conveying and fixing spls. Including eart | item1 | 123.223 | Nos
2.43 | Providing reinforced by organic fibres and/ or inorganic synthetic fibres cement 6 mm thick corrugated sheets ( as per IS: 14871) roofing up to any pitch and fixing with polymer coated J, or L hooks, bolts and nuts 8 mm dia. G.I. plain and bitumen washers or with self drilling fastener and EPDM washers etc. complete ( excluding the cost of purlins, rafters and trusses), including cutting sheets to size and shape wherever required. | item142 | 24 | sqm | 462.1 |  |  | Excess(+) | 1 | Full Conversion | INR | [40 empty] | #VALUE! | #VALUE! | #VALUE! | 1.01 | Supplying, Conveying and fixing spls. Including eart | item1 | 123.223 | Nos
2.44 | Providing and fixing precoated galvanised iron profile sheets (size, shape and pitch of corrugation as approved by Engineer-in-charge) 0.50 mm (+ 0.05 %) total coated thickness with zinc coating 120 grams per sqm as per IS: 277, in 240 mpa steel grade, 5-7 microns epoxy primer on both side of the sheet and polyester top coat 15-18 microns. Sheet should have protective guard film of 25 microns minimum to avoid scratches during transportation and should be supplied in single length upto 12 metre or as desired by Engineerin- charge. The sheet shall be fixed using self drilling /self tapping screws of size (5.5x 55 mm) with EPDM seal, complete upto any pitch in horizontal/ vertical or curved surfaces, excluding the cost of purlins, rafters and trusses and including cutting to size and shape wherever required. | item143 | 10 | sq.m | 671.55 |  |  | Excess(+) | 1 | Full Conversion | INR | [40 empty] | #VALUE! | #VALUE! | #VALUE! | 1.01 | Supplying, Conveying and fixing spls. Including eart | item1 | 123.223 | Nos
2.45 | Providing and fixing precoated galvanised steel sheet rooging accessories 0.50 mm ( +0.05%) total coated thickness, zinc coating 120 grams per sqm as per IS:277, in 240 mpa steel grade, 5-7 microns epoxy primer on both side of the sheet and polyester top coat 15-18 microns using self drilling/ self tapping screws complete: | item144 | [52 empty] | 1 | Construction of chamber for 100mm sluices valve | item1 | 10 | 1 Nos
2.46 | Ridges plain ( 500-600mm) | item145 | 6 | Rmt | 450.6 |  |  | Excess(+) | 1 | Full Conversion | INR | [40 empty] | #VALUE! | #VALUE! | #VALUE! | 1.01 | Supplying, Conveying and fixing spls. Including eart | item1 | 123.223 | Nos
2.47 | Flashings/Aprons. (Upto 600 mm) | item146 | 8 | Rmt | 412.85 |  |  | Excess(+) | 1 | Full Conversion | INR | [40 empty] | #VALUE! | #VALUE! | #VALUE! | 1.01 | Supplying, Conveying and fixing spls. Including eart | item1 | 123.223 | Nos
2.48 | Gutter ( 600 mm over all girth) | item147 | 7 | Rmt | 1110.6 |  |  | Excess(+) | 1 | Full Conversion | INR | [40 empty] | #VALUE! | #VALUE! | #VALUE! | 1.01 | Supplying, Conveying and fixing spls. Including eart | item1 | 123.223 | Nos
2.49 | Providing and fixing wash basin with C.I. brackets, 15 mm C.P. brass pillar taps, 32 mm C.P. brass waste of standard pattern, including painting of fittings and brackets, cutting and making good the walls wherever require: | item148 | [52 empty] | 1 | Construction of chamber for 100mm sluices valve | item1 | 10 | 1 Nos
2.5 | White Vitreous China Wash basin size 550x400 mm with a pair of 15 mm C.P. brass pillar taps | item149 | 2 | each | 2040.85 |  |  | Excess(+) | 1 | Full Conversion | INR | [40 empty] | #VALUE! | #VALUE! | #VALUE! | 1.01 | Supplying, Conveying and fixing spls. Including eart | item1 | 123.223 | Nos
2.51 | Providing and fixing kitchen sink with C.I. brackets, C.P. brass chain with rubber plug, 40 mm C.P. brass waste complete, including painting the fittings and brackets, cutting and making good the walls whereever required. | item150 | [52 empty] | 1 | Construction of chamber for 100mm sluices valve | item1 | 10 | 1 Nos
2.52 | White glazed fire clay kitchen sink of size 600 x 450 x 250 mm | item151 | 1 | each | 3302.95 |  |  | Excess(+) | 1 | Full Conversion | INR | [40 empty] | #VALUE! | #VALUE! | #VALUE! | 1.01 | Supplying, Conveying and fixing spls. Including eart | item1 | 123.223 | Nos
2.53 | Providing and fixing P.V.C waste pipe for sink or wash basin including P.V.C waste fittings complete | item152 | [52 empty] | 1 | Construction of chamber for 100mm sluices valve | item1 | 10 | 1 Nos
2.54 | Semi rigid pipe | item153 | [52 empty] | 1 | Construction of chamber for 100mm sluices valve | item1 | 10 | 1 Nos
2.55 | 32 mm dia | item154 | 2 | each | 90.95 |  |  | Excess(+) | 1 | Full Conversion | INR | [40 empty] | #VALUE! | #VALUE! | #VALUE! | 1.01 | Supplying, Conveying and fixing spls. Including eart | item1 | 123.223 | Nos
2.56 | Providing and fixing soil, waste and vent pipes: | item155 | [52 empty] | 1 | Construction of chamber for 100mm sluices valve | item1 | 10 | 1 Nos
2.57 | Centrifugally cast ( spun) iron socket & spigot ( S&S) pipe as per IS: 3989 | item156 | [52 empty] | 1 | Construction of chamber for 100mm sluices valve | item1 | 10 | 1 Nos
2.58 | 100 mm diameter: | item157 | 41 | meter | 1077.4 |  |  | Excess(+) | 1 | Full Conversion | INR | [40 empty] | #VALUE! | #VALUE! | #VALUE! | 1.01 | Supplying, Conveying and fixing spls. Including eart | item1 | 123.223 | Nos
2.59 | 75 mm diameter | item158 | 22 | meter | 1042.1 |  |  | Excess(+) | 1 | Full Conversion | INR | [40 empty] | #VALUE! | #VALUE! | #VALUE! | 1.01 | Supplying, Conveying and fixing spls. Including eart | item1 | 123.223 | Nos
2.6 | Providing and fixing bend of required degree with access door, insertion rubber washer 3 mm thick, bolts and nuts complete. | item159 | [52 empty] | 1 | Construction of chamber for 100mm sluices valve | item1 | 10 | 1 Nos
2.61 | Sand cast iron S&S as per IS-1729 | item160 | [52 empty] | 1 | Construction of chamber for 100mm sluices valve | item1 | 10 | 1 Nos
2.62 | 100 mm dia: | item161 | 5 | each | 530.7 |  |  | Excess(+) | 1 | Full Conversion | INR | [40 empty] | #VALUE! | #VALUE! | #VALUE! | 1.01 | Supplying, Conveying and fixing spls. Including eart | item1 | 123.223 | Nos
2.63 | 75 mm dia | item162 | 5 | each | 440 |  |  | Excess(+) | 1 | Full Conversion | INR | [40 empty] | #VALUE! | #VALUE! | #VALUE! | 1.01 | Supplying, Conveying and fixing spls. Including eart | item1 | 123.223 | Nos
2.64 | Providing lead caulked joints to sand cast iron/centrifugally cast (spun) iron pipes and fittings of diameter | item163 | [52 empty] | 1 | Construction of chamber for 100mm sluices valve | item1 | 10 | 1 Nos
2.65 | 100 mm : | item164 | 7 | each | 549.65 |  |  | Excess(+) | 1 | Full Conversion | INR | [40 empty] | #VALUE! | #VALUE! | #VALUE! | 1.01 | Supplying, Conveying and fixing spls. Including eart | item1 | 123.223 | Nos
2.66 | 75 mm | item165 | 7 | each | 466.4 |  |  | Excess(+) | 1 | Full Conversion | INR | [40 empty] | #VALUE! | #VALUE! | #VALUE! | 1.01 | Supplying, Conveying and fixing spls. Including eart | item1 | 123.223 | Nos
2.67 | Providing and fixing trap of self cleansing design with screwed down or hinged grating with or without vent arm complete, including cost of cutting and making good the walls and floors : | item166 | [52 empty] | 1 | Construction of chamber for 100mm sluices valve | item1 | 10 | 1 Nos
2.68 | 100 mm inlet and 75 mm outlet | item167 | [52 empty] | 1 | Construction of chamber for 100mm sluices valve | item1 | 10 | 1 Nos
2.69 | Sand cast iron S&S as per IS - 3989 | item168 | 6 | each | 1671 |  |  | Excess(+) | 1 | Full Conversion | INR | [40 empty] | #VALUE! | #VALUE! | #VALUE! | 1.01 | Supplying, Conveying and fixing spls. Including eart | item1 | 123.223 | Nos
2.7 | Painting sand cast iron/ centrifugally cast (spun) iron soil, waste vent pipes and fittings with two coats of synthetic enamel paint of any colour such as chocolate grey, or buff etc. over a coat of primer (of approved quality) for new work : | item169 | [52 empty] | 1 | Construction of chamber for 100mm sluices valve | item1 | 10 | 1 Nos
2.71 | 100 mm diameter pipe: | item170 | 41 | meter | 69.55 |  |  | Excess(+) | 1 | Full Conversion | INR | [40 empty] | #VALUE! | #VALUE! | #VALUE! | 1.01 | Supplying, Conveying and fixing spls. Including eart | item1 | 123.223 | Nos
2.72 | 75 mm diameter pipe | item171 | 22 | meter | 52.9 |  |  | Excess(+) | 1 | Full Conversion | INR | [40 empty] | #VALUE! | #VALUE! | #VALUE! | 1.01 | Supplying, Conveying and fixing spls. Including eart | item1 | 123.223 | Nos
2.73 | Providing and fixing G.I. pipes complete with G.I. fittings and clamps, i/c making good the walls etc. concealed pipe, including painting wih anti corrosive bitumastic paint, cutting chases and making good the wall. | item172 | [52 empty] | 1 | Construction of chamber for 100mm sluices valve | item1 | 10 | 1 Nos
2.74 | 15 mm dia nominal bore | item173 | 25 | meter | 485.2 |  |  | Excess(+) | 1 | Full Conversion | INR | [40 empty] | #VALUE! | #VALUE! | #VALUE! | 1.01 | Supplying, Conveying and fixing spls. Including eart | item1 | 123.223 | Nos
2.75 | 20 mm dia nominal bore | item174 | 20 | meter | 541.1 |  |  | Excess(+) | 1 | Full Conversion | INR | [40 empty] | #VALUE! | #VALUE! | #VALUE! | 1.01 | Supplying, Conveying and fixing spls. Including eart | item1 | 123.223 | Nos
2.76 | Providing and fixing G.I. pipes complete with G.I. fittings including trenching and refilling etc. | item175 | [52 empty] | 1 | Construction of chamber for 100mm sluices valve | item1 | 10 | 1 Nos
2.77 | External Work | item176 | [52 empty] | 1 | Construction of chamber for 100mm sluices valve | item1 | 10 | 1 Nos
2.78 | 20 mm dia nominal bore | item177 | 50 | metre | 315.35 |  |  | Excess(+) | 1 | Full Conversion | INR | [40 empty] | #VALUE! | #VALUE! | #VALUE! | 1.01 | Supplying, Conveying and fixing spls. Including eart | item1 | 123.223 | Nos
2.79 | Providing and fixing ball valve (brass) of approved quality, High or low pressure, with plastic floats complete : | item178 | [52 empty] | 1 | Construction of chamber for 100mm sluices valve | item1 | 10 | 1 Nos
2.8 | 20 mm nominal bore | item179 | 5 | each | 397.45 |  |  | Excess(+) | 1 | Full Conversion | INR | [40 empty] | #VALUE! | #VALUE! | #VALUE! | 1.01 | Supplying, Conveying and fixing spls. Including eart | item1 | 123.223 | Nos
2.81 | Providing and fixing C.P. brass bib cock of approved quality conforming to IS:8931 : | item180 | [52 empty] | 1 | Construction of chamber for 100mm sluices valve | item1 | 10 | 1 Nos
2.82 | 15 mm nominal bore | item181 | 4 | each | 434.2 |  |  | Excess(+) | 1 | Full Conversion | INR | [40 empty] | #VALUE! | #VALUE! | #VALUE! | 1.01 | Supplying, Conveying and fixing spls. Including eart | item1 | 123.223 | Nos
2.83 | Providing and fixing uplasticised PVC connection pipe with brass unions : | item182 | [52 empty] | 1 | Construction of chamber for 100mm sluices valve | item1 | 10 | 1 Nos
2.84 | 15 mm nominal bore- 45 cm length | item183 | 4 | each | 85.2 |  |  | Excess(+) | 1 | Full Conversion | INR | [40 empty] | #VALUE! | #VALUE! | #VALUE! | 1.01 | Supplying, Conveying and fixing spls. Including eart | item1 | 123.223 | Nos
2.85 | Providing and filling sand of grading zone V or coarser grade, allround the G.I. pipes in external work : | item184 | [52 empty] | 1 | Construction of chamber for 100mm sluices valve | item1 | 10 | 1 Nos
2.86 | 20 mm diameter pipe | item185 | 25 | metre | 159.85 |  |  | Excess(+) | 1 | Full Conversion | INR | [40 empty] | #VALUE! | #VALUE! | #VALUE! | 1.01 | Supplying, Conveying and fixing spls. Including eart | item1 | 123.223 | Nos
2.87 | Painting G.I. pipes and fittings with two coats of anti-corrosive bitumastic paint of approved quality : | item186 | [52 empty] | 1 | Construction of chamber for 100mm sluices valve | item1 | 10 | 1 Nos
2.88 | 20 mm diameter pipe | item187 | 80 | metre | 12 |  |  | Excess(+) | 1 | Full Conversion | INR | [40 empty] | #VALUE! | #VALUE! | #VALUE! | 1.01 | Supplying, Conveying and fixing spls. Including eart | item1 | 123.223 | Nos
2.89 | Providing and fixing G.I. Union in G.I. pipe including cutting and threading the pipe and making long screws etc. complete (New work) : | item187 | [52 empty] | 1 | Construction of chamber for 100mm sluices valve | item1 | 10 | 1 Nos
2.9 | 15 mm nominal bore | item188 | 5 | each | 262.3 |  |  | Excess(+) | 1 | Full Conversion | INR | [40 empty] | #VALUE! | #VALUE! | #VALUE! | 1.01 | Supplying, Conveying and fixing spls. Including eart | item1 | 123.223 | Nos
2.91 | 20 mm nominal bore | item189 | 5 | each | 289.05 |  |  | Excess(+) | 1 | Full Conversion | INR | [40 empty] | #VALUE! | #VALUE! | #VALUE! | 1.01 | Supplying, Conveying and fixing spls. Including eart | item1 | 123.223 | Nos
2.92 | Providing and fixing brass stop cock of approved quality : | item190 | [52 empty] | 1 | Construction of chamber for 100mm sluices valve | item1 | 10 | 1 Nos
2.93 | 15 mm nominal bore | item191 | 4 | each | 303.85 |  |  | Excess(+) | 1 | Full Conversion | INR | [40 empty] | #VALUE! | #VALUE! | #VALUE! | 1.01 | Supplying, Conveying and fixing spls. Including eart | item1 | 123.223 | Nos
2.94 | 20 mm nominal bore | item192 | 4 | each | 327.95 |  |  | Excess(+) | 1 | Full Conversion | INR | [40 empty] | #VALUE! | #VALUE! | #VALUE! | 1.01 | Supplying, Conveying and fixing spls. Including eart | item1 | 123.223 | Nos
2.95 | Making connection of G.I. distribution branch with G.I. main of following sizes by providing and fixing tee, including cutting and threading the pipe etc. complete : | item193 | [52 empty] | 1 | Construction of chamber for 100mm sluices valve | item1 | 10 | 1 Nos
2.96 | 20 to 40 mm nominal bore | item194 | 1 | each | 757.1 |  |  | Excess(+) | 1 | Full Conversion | INR | [40 empty] | #VALUE! | #VALUE! | #VALUE! | 1.01 | Supplying, Conveying and fixing spls. Including eart | item1 | 123.223 | Nos
2.97 | Providing and placing on terrace (at all floor levels) polyethylene water storage tank, IS : 12701 marked, with cover and suitable locking arrangement and making necessary holes for inlet, outlet and overflow pipes but without fittings and the base support for tank. | item195 | 1000 | Litre | 9.7 |  |  | Excess(+) | 1 | Full Conversion | INR | [40 empty] | #VALUE! | #VALUE! | #VALUE! | 1.01 | Supplying, Conveying and fixing spls. Including eart | item1 | 123.223 | Nos
2.98 | Providing and fixing square-mouth S.W. gully trap class SP-1 complete with C.I. grating brick masonry chamber with water tight C.I. cover with frame of 300 x300 mm size (inside) the weight of cover to be not less than 4.50 kg and frame to be not less than 2.70 kg as per standard design: | item196 | [52 empty] | 1 | Construction of chamber for 100mm sluices valve | item1 | 10 | 1 Nos
2.99 | 150 x 100 mm size P type. | item197 | [52 empty] | 1 | Construction of chamber for 100mm sluices valve | item1 | 10 | 1 Nos
3.01 | With common burnt clay F.P.S. (non modular) bricks of class designation 7.5 | item198 | 2 | each | 2474.4 |  |  | Excess(+) | 1 | Full Conversion | INR | [40 empty] | #VALUE! | #VALUE! | #VALUE! | 1.01 | Supplying, Conveying and fixing spls. Including eart | item1 | 123.223 | Nos
3.02 | Constructing brick masonry manhole in cement mortar 1:4 ( 1 cement : 4 coarse sand ) with R.C.C. top slab with 1:1.5:3 mix (1 cement : 1.5 coarse sand (zone-III) : 3 graded stone aggregate 20 mm nominal size), foundation concrete 1:4:8 mix (1 cement : 4 coarse sand (zone-III) : 8 graded stone aggregate 40 mm nominal size), inside plastering 12 mm thick with cement mortar 1:3 (1 cement : 3 coarse sand) finished with floating coat of neat cement and making channels in cement concrete 1:2:4 (1 cement : 2 coarse sand : 4 graded stone aggregate 20 mm nominal size) finished with a floating coat of neat cement complete as per standard design : | item199 | [52 empty] | 1 | Construction of chamber for 100mm sluices valve | item1 | 10 | 1 Nos
3.03 | Inside size 90x80 cm and 45 cm deep including C.I. cover with frame (light duty) 455x610 mm internal dimensions, total weight of cover and frame to be not less than 38 kg (weight of cover 23 kg and weight of frame 15 kg) : | item200 | [52 empty] | 1 | Construction of chamber for 100mm sluices valve | item1 | 10 | 1 Nos
3.04 | With common burnt clay F.P.S. (non modular) bricks of class designation 7.5 | item201 | 2 | each | 11687.1 |  |  | Excess(+) | 1 | Full Conversion | INR | [40 empty] | #VALUE! | #VALUE! | #VALUE! | 1.01 | Supplying, Conveying and fixing spls. Including eart | item1 | 123.223 | Nos
3.05 | Extra for depth for manholes : | item202 | [52 empty] | 1 | Construction of chamber for 100mm sluices valve | item1 | 10 | 1 Nos
3.06 | Size 90x80 cm | item2023 | [52 empty] | 1 | Construction of chamber for 100mm sluices valve | item1 | 10 | 1 Nos
3.07 | With common burnt clay F.P.S. (non modular) bricks of class designation 7.5 | item204 | 1 | metre | 8127.45 |  |  | Excess(+) | 1 | Full Conversion | INR | [40 empty] | #VALUE! | #VALUE! | #VALUE! | 1.01 | Supplying, Conveying and fixing spls. Including eart | item1 | 123.223 | Nos
3.08 | Making connection of drain or sewer line with existing manhole including breaking into and making good the walls, floors with cement concrete 1:2:4 mix (1 cement : 2 coarse sand : 4 graded stone aggregate 20 mm nominal size) cement plastered on both sides with cement mortar 1:3 (1 cement : 3 coarse sand), finished with a floating coat of neat cement and making necessary channels for the drain etc. complete : | item205 | [52 empty] | 1 | Construction of chamber for 100mm sluices valve | item1 | 10 | 1 Nos
3.09 | For pipes 100 to 250 mm diameter | item206 | 2 | each | 683.7 |  |  | Excess(+) | 1 | Full Conversion | INR | [40 empty] | #VALUE! | #VALUE! | #VALUE! | 1.01 | Supplying, Conveying and fixing spls. Including eart | item1 | 123.223 | Nos
3.1 | Providing and applying white cement based putty of average thickness 1 mm, of approved brand and manufacturer, over the plastered wall surface to prepare the surface even and smooth complete. | item207 | 12 | sqm | 123.85 |  |  | Excess(+) | 1 | Full Conversion | INR | [40 empty] | #VALUE! | #VALUE! | #VALUE! | 1.01 | Supplying, Conveying and fixing spls. Including eart | item1 | 123.223 | Nos
3.11 | Finishing walls with Acrylic Smooth exterior paint of required shade : | item208 | [52 empty] | 1 | Construction of chamber for 100mm sluices valve | item1 | 10 | 1 Nos
3.12 | New work (Two or more coat applied @ 1.67 ltr/10 sqm over and including priming coat of exterior primer applied @ 2.20 kg/10 sqm) For pipes 100 to 250 mm diameter | item209 | 45.06 | sqm | 166.85 |  |  | Excess(+) | 1 | Full Conversion | INR | [40 empty] | #VALUE! | #VALUE! | #VALUE! | 1.01 | Supplying, Conveying and fixing spls. Including eart | item1 | 123.223 | Nos
3.13 | Providing and fixing on wall face unplasticised Rigid PVC rain water pipes conforming to IS : 13592 Type A, including jointing with seal ring conforming to IS : 5382, leaving 10 mm gap for thermal expansion, (i) Single socketed pipes. | item210 | [52 empty] | 1 | Construction of chamber for 100mm sluices valve | item1 | 10 | 1 Nos
3.14 | 110 mm diameter | item211 | 7 | Rmt. | 319.75 |  |  | Excess(+) | 1 | Full Conversion | INR | [40 empty] | #VALUE! | #VALUE! | #VALUE! | 1.01 | Supplying, Conveying and fixing spls. Including eart | item1 | 123.223 | Nos
3.15 | Providing and laying vitrified floor tiles in different sizes (thickness to be specified by the manufacturer) with water absorption less than 0.08% and conforming to IS: 15622, of approved make, in all colours and shades, laid on 20mm thick cement mortar 1:4 (1 cement : 4 coarse sand), jointing with grey cement slurry @ 3.3 kg/ sqm including grouting the joints with white cement and matching pigments etc., complete. | item212 | [52 empty] | 1 | Construction of chamber for 100mm sluices valve | item1 | 10 | 1 Nos
3.16 | Size of Tile 600x600 mm | item213 | 20.25 | sqm | 1416.65 |  |  | Excess(+) | 1 | Full Conversion | INR | [40 empty] | #VALUE! | #VALUE! | #VALUE! | 1.01 | Supplying, Conveying and fixing spls. Including eart | item1 | 123.223 | Nos
3.17 | Providing and applying white cement based putty of average thickness 1 mm, of approved brand and manufacturer, over the plastered wall surface to prepare the surface even and smooth complete. | item214 | 62 | sqm | 123.85 |  |  | Excess(+) | 1 | Full Conversion | INR | [40 empty] | #VALUE! | #VALUE! | #VALUE! | 1.01 | Supplying, Conveying and fixing spls. Including eart | item1 | 123.223 | Nos
3.18 | Distempering with 1st quality acrylic distemper, having VOC (Volatile Organic Compound ) content less than 50 grams/ litre, of approved brand and manufacture, including applying additional coats wherever required, to achieve even shade and colour | item215 | [52 empty] | 1 | Construction of chamber for 100mm sluices valve | item1 | 10 | 1 Nos
3.19 | Two coats | item216 | 74.69 | sqm | 90.05 |  |  | Excess(+) | 1 | Full Conversion | INR | [40 empty] | #VALUE! | #VALUE! | #VALUE! | 1.01 | Supplying, Conveying and fixing spls. Including eart | item1 | 123.223 | Nos
3.2 | Providing and fixing aluminium extruded section body tubular type universal hydraulic door closer (having brand logo with ISi, IS : 3564, embossed on the body, door weight upto 36 kg to 80 kg and door width from 701 mm to 1000 mm), with double speed adjustment with necessary accessories and screws etc. complete. | item217 | 4 | nos | 856.3 |  |  | Excess(+) | 1 | Full Conversion | INR | [40 empty] | #VALUE! | #VALUE! | #VALUE! | 1.01 | Supplying, Conveying and fixing spls. Including eart | item1 | 123.223 | Nos
3.21 | Providing and fixing aluminium sliding door bolts, ISI marked anodised (anodic coating not less than grade AC 10 as per IS : 1868), transparent or dyed to required colour or shade, with nuts and screws etc. complete : | item218 | [52 empty] | 1 | Construction of chamber for 100mm sluices valve | item1 | 10 | 1 Nos
3.22 | 250*16 mm | item219 | 2 | nos | 234.9 |  |  | Excess(+) | 1 | Full Conversion | INR | [40 empty] | #VALUE! | #VALUE! | #VALUE! | 1.01 | Supplying, Conveying and fixing spls. Including eart | item1 | 123.223 | Nos
3.23 | Providing and fixing aluminium tower bolts, ISI marked, anodised (anodic coating not less than grade AC 10 as per IS : 1868 ) transparent or dyed to required colour or shade, with necessary screws etc. complete : | item220 | [52 empty] | 1 | Construction of chamber for 100mm sluices valve | item1 | 10 | 1 Nos
3.24 | 250 * 10mm | item221 | 8 | nos | 104.4 |  |  | Excess(+) | 1 | Full Conversion | INR | [40 empty] | #VALUE! | #VALUE! | #VALUE! | 1.01 | Supplying, Conveying and fixing spls. Including eart | item1 | 123.223 | Nos
3.25 | Providing and fixing aluminium handles, ISI marked, anodised (anodic coating not less than grade AC 10 as per IS : 1868) transparent or dyed to required colour or shade, with necessary screws etc. complete : | item222 | [52 empty] | 1 | Construction of chamber for 100mm sluices valve | item1 | 10 | 1 Nos
3.26 | 125 mm | item223 | 4 | nos | 60.05 |  |  | Excess(+) | 1 | Full Conversion | INR | [40 empty] | #VALUE! | #VALUE! | #VALUE! | 1.01 | Supplying, Conveying and fixing spls. Including eart | item1 | 123.223 | Nos
3.27 | Providing and fixing aluminium hanging floor door stopper, ISI marked, anodised (anodic coating not less than grade AC 10 as per IS : 1868) transparent or dyed to required colour and shade, with necessary screws etc. complete. | item224 | [52 empty] | 1 | Construction of chamber for 100mm sluices valve | item1 | 10 | 1 Nos
3.28 | Twin rubber stopper | item225 | 2 | nos | 62.25 |  |  | Excess(+) | 1 | Full Conversion | INR | [40 empty] | #VALUE! | #VALUE! | #VALUE! | 1.01 | Supplying, Conveying and fixing spls. Including eart | item1 | 123.223 | Nos
3.29 | Providing and fixing aluminium work for doors, windows, ventilators and partition with extruded built up standard tubular sections/ appropriate Z section and other sections of approved make conforming to IS:733 and IS:1285, fixing with dash fasteners of required dia nad size, including necessary filling up the gaps at junctions i.e. at top, bottom and sides with required EPDM rubber/ neoprene gasket etc. Aluminium sections with be smooth, rust free, straight, mitred and jointed mechanically wherever required including cleat agnle, Aluminium snap beading for glazing / paneling, C.P.brass/ stainless steel screws, all complete as per architectural drawings and the directions of Engineer-in-charge, ( Glazing, paneling and dash fasteners to be paid for separately) | item226 | [52 empty] | 1 | Construction of chamber for 100mm sluices valve | item1 | 10 | 1 Nos
3.3 | Powder coated aluminium ( minimum thickness of powder coating 50 micron) | item227 | 25 | kgs | 466.3 |  |  | Excess(+) | 1 | Full Conversion | INR | [40 empty] | #VALUE! | #VALUE! | #VALUE! | 1.01 | Supplying, Conveying and fixing spls. Including eart | item1 | 123.223 | Nos
3.31 | Providing and fixing 12 mm thick prelaminated particle board flat pressed three layer or graded wood particle board conforming to IS:12823 Grade I Type II, in panelling fixed in aluminium doors, windows, shutters and partition frames with C.P. brass/ stainless steel screws etc. complete as per architectural drawings and directions of engineer-in-charge | item228 | [52 empty] | 1 | Construction of chamber for 100mm sluices valve | item1 | 10 | 1 Nos
3.32 | Pre- laminated particle board with decorative lamination on both side | item229 | 5 | sqm | 951.05 |  |  | Excess(+) | 1 | Full Conversion | INR | [40 empty] | #VALUE! | #VALUE! | #VALUE! | 1.01 | Supplying, Conveying and fixing spls. Including eart | item1 | 123.223 | Nos
3.33 | For shutters of doors, windows & ventilators including providing and fixing hinges/ pivots and making provision for fixing of fittings wherever required including the cost of EPDM rubber / neoprene gasket required (Fittings shall be paid for separately) | item230 | [52 empty] | 1 | Construction of chamber for 100mm sluices valve | item1 | 10 | 1 Nos
3.34 | Powder coated aluminium (minimum thickness of powder coating 50 micron) | item231 | 50 | kg | 564.8 |  |  | Excess(+) | 1 | Full Conversion | INR | [40 empty] | #VALUE! | #VALUE! | #VALUE! | 1.01 | Supplying, Conveying and fixing spls. Including eart | item1 | 123.223 | Nos
3.35 | Providing and fixing glazing in aluminium door, window, ventilator shutters and partition etc. with EPDM rubber/ neoprene gasket etc. complete as the architectural drawings and the direction of engineer-in -charge (Cost of aluminium snap beading shall be paid in basic items. | item232 | [52 empty] | 1 | Construction of chamber for 100mm sluices valve | item1 | 10 | 1 Nos
3.36 | With float glass panes of 5 mm thickness (weight not less than 12.50 kg/ sqm) | item233 | 6 | sqm | 1325.55 |  |  | Excess(+) | 1 | Full Conversion | INR | [40 empty] | #VALUE! | #VALUE! | #VALUE! | 1.01 | Supplying, Conveying and fixing spls. Including eart | item1 | 123.223 | Nos
3.37 | Providing and laying 60mm thick faciory made cement concrete interlocking paver block of M -30 grade made by block making machine with strong vibratory compaction, of approved size, design & shape, laid in required colour and pattern over and including 50mm thick compacted bed of coarse sand, filling the joints with line sand etc. all complete as per the direction of Engineer-in-charge. | item234 | 58.14 | sqm | 951 |  |  | Excess(+) | 1 | Full Conversion | INR | [40 empty] | #VALUE! | #VALUE! | #VALUE! | 1.01 | Supplying, Conveying and fixing spls. Including eart | item1 | 123.223 | Nos
Total in Figures | [51 empty] | #VALUE! | #VALUE! | #VALUE! | 4 | Construction of chamber for 100mm sluice plates | item5 | 10 | Nos
Quoted Rate in Figures |  |  |  | Select | [47 empty] | 0 | 0 | #VALUE!
Quoted Rate in Words |  | #VALUE!
Note on K13: gepadmin: 1. If you choose "Full Conversion" then Column BA (AMOUNT) and Column BB (TAXES) BOTH values will be convert based on selected Currency in (Column L). 2. If you choose "Partial Conversion" then Column BA (AMOUNT) only will be converted based on selected currency (Column L) and Column BB (TAXES) value (INR) will be added to the converted values.
Note on K14: gepadmin: 1. If you choose "Full Conversion" then Column BA (AMOUNT) and Column BB (TAXES) BOTH values will be convert based on selected Currency in (Column L). 2. If you choose "Partial Conversion" then Column BA (AMOUNT) only will be converted based on selected currency (Column L) and Column BB (TAXES) value (INR) will be added to the converted values.
Note on K15: gepadmin: 1. If you choose "Full Conversion" then Column BA (AMOUNT) and Column BB (TAXES) BOTH values will be convert based on selected Currency in (Column L). 2. If you choose "Partial Conversion" then Column BA (AMOUNT) only will be converted based on selected currency (Column L) and Column BB (TAXES) value (INR) will be added to the converted values.
Note on K16: gepadmin: 1. If you choose "Full Conversion" then Column BA (AMOUNT) and Column BB (TAXES) BOTH values will be convert based on selected Currency in (Column L). 2. If you choose "Partial Conversion" then Column BA (AMOUNT) only will be converted based on selected currency (Column L) and Column BB (TAXES) value (INR) will be added to the converted values.
Note on K17: gepadmin: 1. If you choose "Full Conversion" then Column BA (AMOUNT) and Column BB (TAXES) BOTH values will be convert based on selected Currency in (Column L). 2. If you choose "Partial Conversion" then Column BA (AMOUNT) only will be converted based on selected currency (Column L) and Column BB (TAXES) value (INR) will be added to the converted values.
Note on K18: gepadmin: 1. If you choose "Full Conversion" then Column BA (AMOUNT) and Column BB (TAXES) BOTH values will be convert based on selected Currency in (Column L). 2. If you choose "Partial Conversion" then Column BA (AMOUNT) only will be converted based on selected currency (Column L) and Column BB (TAXES) value (INR) will be added to the converted values.
Note on K19: gepadmin: 1. If you choose "Full Conversion" then Column BA (AMOUNT) and Column BB (TAXES) BOTH values will be convert based on selected Currency in (Column L). 2. If you choose "Partial Conversion" then Column BA (AMOUNT) only will be converted based on selected currency (Column L) and Column BB (TAXES) value (INR) will be added to the converted values.
Note on K20: gepadmin: 1. If you choose "Full Conversion" then Column BA (AMOUNT) and Column BB (TAXES) BOTH values will be convert based on selected Currency in (Column L). 2. If you choose "Partial Conversion" then Column BA (AMOUNT) only will be converted based on selected currency (Column L) and Column BB (TAXES) value (INR) will be added to the converted values.
Note on K21: gepadmin: 1. If you choose "Full Conversion" then Column BA (AMOUNT) and Column BB (TAXES) BOTH values will be convert based on selected Currency in (Column L). 2. If you choose "Partial Conversion" then Column BA (AMOUNT) only will be converted based on selected currency (Column L) and Column BB (TAXES) value (INR) will be added to the converted values.
Note on K22: gepadmin: 1. If you choose "Full Conversion" then Column BA (AMOUNT) and Column BB (TAXES) BOTH values will be convert based on selected Currency in (Column L). 2. If you choose "Partial Conversion" then Column BA (AMOUNT) only will be converted based on selected currency (Column L) and Column BB (TAXES) value (INR) will be added to the converted values.
Note on K24: gepadmin: 1. If you choose "Full Conversion" then Column BA (AMOUNT) and Column BB (TAXES) BOTH values will be convert based on selected Currency in (Column L). 2. If you choose "Partial Conversion" then Column BA (AMOUNT) only will be converted based on selected currency (Column L) and Column BB (TAXES) value (INR) will be added to the converted values.
Note on K25: gepadmin: 1. If you choose "Full Conversion" then Column BA (AMOUNT) and Column BB (TAXES) BOTH values will be convert based on selected Currency in (Column L). 2. If you choose "Partial Conversion" then Column BA (AMOUNT) only will be converted based on selected currency (Column L) and Column BB (TAXES) value (INR) will be added to the converted values.
Note on K26: gepadmin: 1. If you choose "Full Conversion" then Column BA (AMOUNT) and Column BB (TAXES) BOTH values will be convert based on selected Currency in (Column L). 2. If you choose "Partial Conversion" then Column BA (AMOUNT) only will be converted based on selected currency (Column L) and Column BB (TAXES) value (INR) will be added to the converted values.
Note on K27: gepadmin: 1. If you choose "Full Conversion" then Column BA (AMOUNT) and Column BB (TAXES) BOTH values will be convert based on selected Currency in (Column L). 2. If you choose "Partial Conversion" then Column BA (AMOUNT) only will be converted based on selected currency (Column L) and Column BB (TAXES) value (INR) will be added to the converted values.
Note on K28: gepadmin: 1. If you choose "Full Conversion" then Column BA (AMOUNT) and Column BB (TAXES) BOTH values will be convert based on selected Currency in (Column L). 2. If you choose "Partial Conversion" then Column BA (AMOUNT) only will be converted based on selected currency (Column L) and Column BB (TAXES) value (INR) will be added to the converted values.
Note on K29: gepadmin: 1. If you choose "Full Conversion" then Column BA (AMOUNT) and Column BB (TAXES) BOTH values will be convert based on selected Currency in (Column L). 2. If you choose "Partial Conversion" then Column BA (AMOUNT) only will be converted based on selected currency (Column L) and Column BB (TAXES) value (INR) will be added to the converted values.
Note on K30: gepadmin: 1. If you choose "Full Conversion" then Column BA (AMOUNT) and Column BB (TAXES) BOTH values will be convert based on selected Currency in (Column L). 2. If you choose "Partial Conversion" then Column BA (AMOUNT) only will be converted based on selected currency (Column L) and Column BB (TAXES) value (INR) will be added to the converted values.
Note on K31: gepadmin: 1. If you choose "Full Conversion" then Column BA (AMOUNT) and Column BB (TAXES) BOTH values will be convert based on selected Currency in (Column L). 2. If you choose "Partial Conversion" then Column BA (AMOUNT) only will be converted based on selected currency (Column L) and Column BB (TAXES) value (INR) will be added to the converted values.
Note on K32: gepadmin: 1. If you choose "Full Conversion" then Column BA (AMOUNT) and Column BB (TAXES) BOTH values will be convert based on selected Currency in (Column L). 2. If you choose "Partial Conversion" then Column BA (AMOUNT) only will be converted based on selected currency (Column L) and Column BB (TAXES) value (INR) will be added to the converted values.
Note on K33: gepadmin: 1. If you choose "Full Conversion" then Column BA (AMOUNT) and Column BB (TAXES) BOTH values will be convert based on selected Currency in (Column L). 2. If you choose "Partial Conversion" then Column BA (AMOUNT) only will be converted based on selected currency (Column L) and Column BB (TAXES) value (INR) will be added to the converted values.
Note on K34: gepadmin: 1. If you choose "Full Conversion" then Column BA (AMOUNT) and Column BB (TAXES) BOTH values will be convert based on selected Currency in (Column L). 2. If you choose "Partial Conversion" then Column BA (AMOUNT) only will be converted based on selected currency (Column L) and Column BB (TAXES) value (INR) will be added to the converted values.
Note on K35: gepadmin: 1. If you choose "Full Conversion" then Column BA (AMOUNT) and Column BB (TAXES) BOTH values will be convert based on selected Currency in (Column L). 2. If you choose "Partial Conversion" then Column BA (AMOUNT) only will be converted based on selected currency (Column L) and Column BB (TAXES) value (INR) will be added to the converted values.
Note on K36: gepadmin: 1. If you choose "Full Conversion" then Column BA (AMOUNT) and Column BB (TAXES) BOTH values will be convert based on selected Currency in (Column L). 2. If you choose "Partial Conversion" then Column BA (AMOUNT) only will be converted based on selected currency (Column L) and Column BB (TAXES) value (INR) will be added to the converted values.
Note on K37: gepadmin: 1. If you choose "Full Conversion" then Column BA (AMOUNT) and Column BB (TAXES) BOTH values will be convert based on selected Currency in (Column L). 2. If you choose "Partial Conversion" then Column BA (AMOUNT) only will be converted based on selected currency (Column L) and Column BB (TAXES) value (INR) will be added to the converted values.
Note on K38: gepadmin: 1. If you choose "Full Conversion" then Column BA (AMOUNT) and Column BB (TAXES) BOTH values will be convert based on selected Currency in (Column L). 2. If you choose "Partial Conversion" then Column BA (AMOUNT) only will be converted based on selected currency (Column L) and Column BB (TAXES) value (INR) will be added to the converted values.
Note on K39: gepadmin: 1. If you choose "Full Conversion" then Column BA (AMOUNT) and Column BB (TAXES) BOTH values will be convert based on selected Currency in (Column L). 2. If you choose "Partial Conversion" then Column BA (AMOUNT) only will be converted based on selected currency (Column L) and Column BB (TAXES) value (INR) will be added to the converted values.
Note on K40: gepadmin: 1. If you choose "Full Conversion" then Column BA (AMOUNT) and Column BB (TAXES) BOTH values will be convert based on selected Currency in (Column L). 2. If you choose "Partial Conversion" then Column BA (AMOUNT) only will be converted based on selected currency (Column L) and Column BB (TAXES) value (INR) will be added to the converted values.
Note on K41: gepadmin: 1. If you choose "Full Conversion" then Column BA (AMOUNT) and Column BB (TAXES) BOTH values will be convert based on selected Currency in (Column L). 2. If you choose "Partial Conversion" then Column BA (AMOUNT) only will be converted based on selected currency (Column L) and Column BB (TAXES) value (INR) will be added to the converted values.
Note on K42: gepadmin: 1. If you choose "Full Conversion" then Column BA (AMOUNT) and Column BB (TAXES) BOTH values will be convert based on selected Currency in (Column L). 2. If you choose "Partial Conversion" then Column BA (AMOUNT) only will be converted based on selected currency (Column L) and Column BB (TAXES) value (INR) will be added to the converted values.
Note on K43: gepadmin: 1. If you choose "Full Conversion" then Column BA (AMOUNT) and Column BB (TAXES) BOTH values will be convert based on selected Currency in (Column L). 2. If you choose "Partial Conversion" then Column BA (AMOUNT) only will be converted based on selected currency (Column L) and Column BB (TAXES) value (INR) will be added to the converted values.
Note on K44: gepadmin: 1. If you choose "Full Conversion" then Column BA (AMOUNT) and Column BB (TAXES) BOTH values will be convert based on selected Currency in (Column L). 2. If you choose "Partial Conversion" then Column BA (AMOUNT) only will be converted based on selected currency (Column L) and Column BB (TAXES) value (INR) will be added to the converted values.
Note on K45: gepadmin: 1. If you choose "Full Conversion" then Column BA (AMOUNT) and Column BB (TAXES) BOTH values will be convert based on selected Currency in (Column L). 2. If you choose "Partial Conversion" then Column BA (AMOUNT) only will be converted based on selected currency (Column L) and Column BB (TAXES) value (INR) will be added to the converted values.
Note on K46: gepadmin: 1. If you choose "Full Conversion" then Column BA (AMOUNT) and Column BB (TAXES) BOTH values will be convert based on selected Currency in (Column L). 2. If you choose "Partial Conversion" then Column BA (AMOUNT) only will be converted based on selected currency (Column L) and Column BB (TAXES) value (INR) will be added to the converted values.
Note on K48: gepadmin: 1. If you choose "Full Conversion" then Column BA (AMOUNT) and Column BB (TAXES) BOTH values will be convert based on selected Currency in (Column L). 2. If you choose "Partial Conversion" then Column BA (AMOUNT) only will be converted based on selected currency (Column L) and Column BB (TAXES) value (INR) will be added to the converted values.
Note on K49: gepadmin: 1. If you choose "Full Conversion" then Column BA (AMOUNT) and Column BB (TAXES) BOTH values will be convert based on selected Currency in (Column L). 2. If you choose "Partial Conversion" then Column BA (AMOUNT) only will be converted based on selected currency (Column L) and Column BB (TAXES) value (INR) will be added to the converted values.
Note on K50: gepadmin: 1. If you choose "Full Conversion" then Column BA (AMOUNT) and Column BB (TAXES) BOTH values will be convert based on selected Currency in (Column L). 2. If you choose "Partial Conversion" then Column BA (AMOUNT) only will be converted based on selected currency (Column L) and Column BB (TAXES) value (INR) will be added to the converted values.
Note on K51: gepadmin: 1. If you choose "Full Conversion" then Column BA (AMOUNT) and Column BB (TAXES) BOTH values will be convert based on selected Currency in (Column L). 2. If you choose "Partial Conversion" then Column BA (AMOUNT) only will be converted based on selected currency (Column L) and Column BB (TAXES) value (INR) will be added to the converted values.
Note on K52: gepadmin: 1. If you choose "Full Conversion" then Column BA (AMOUNT) and Column BB (TAXES) BOTH values will be convert based on selected Currency in (Column L). 2. If you choose "Partial Conversion" then Column BA (AMOUNT) only will be converted based on selected currency (Column L) and Column BB (TAXES) value (INR) will be added to the converted values.
Note on K53: gepadmin: 1. If you choose "Full Conversion" then Column BA (AMOUNT) and Column BB (TAXES) BOTH values will be convert based on selected Currency in (Column L). 2. If you choose "Partial Conversion" then Column BA (AMOUNT) only will be converted based on selected currency (Column L) and Column BB (TAXES) value (INR) will be added to the converted values.
Note on K55: gepadmin: 1. If you choose "Full Conversion" then Column BA (AMOUNT) and Column BB (TAXES) BOTH values will be convert based on selected Currency in (Column L). 2. If you choose "Partial Conversion" then Column BA (AMOUNT) only will be converted based on selected currency (Column L) and Column BB (TAXES) value (INR) will be added to the converted values.
Note on K57: gepadmin: 1. If you choose "Full Conversion" then Column BA (AMOUNT) and Column BB (TAXES) BOTH values will be convert based on selected Currency in (Column L). 2. If you choose "Partial Conversion" then Column BA (AMOUNT) only will be converted based on selected currency (Column L) and Column BB (TAXES) value (INR) will be added to the converted values.
Note on K58: gepadmin: 1. If you choose "Full Conversion" then Column BA (AMOUNT) and Column BB (TAXES) BOTH values will be convert based on selected Currency in (Column L). 2. If you choose "Partial Conversion" then Column BA (AMOUNT) only will be converted based on selected currency (Column L) and Column BB (TAXES) value (INR) will be added to the converted values.
Note on K60: gepadmin: 1. If you choose "Full Conversion" then Column BA (AMOUNT) and Column BB (TAXES) BOTH values will be convert based on selected Currency in (Column L). 2. If you choose "Partial Conversion" then Column BA (AMOUNT) only will be converted based on selected currency (Column L) and Column BB (TAXES) value (INR) will be added to the converted values.
Note on K61: gepadmin: 1. If you choose "Full Conversion" then Column BA (AMOUNT) and Column BB (TAXES) BOTH values will be convert based on selected Currency in (Column L). 2. If you choose "Partial Conversion" then Column BA (AMOUNT) only will be converted based on selected currency (Column L) and Column BB (TAXES) value (INR) will be added to the converted values.
Note on K63: gepadmin: 1. If you choose "Full Conversion" then Column BA (AMOUNT) and Column BB (TAXES) BOTH values will be convert based on selected Currency in (Column L). 2. If you choose "Partial Conversion" then Column BA (AMOUNT) only will be converted based on selected currency (Column L) and Column BB (TAXES) value (INR) will be added to the converted values.
Note on K64: gepadmin: 1. If you choose "Full Conversion" then Column BA (AMOUNT) and Column BB (TAXES) BOTH values will be convert based on selected Currency in (Column L). 2. If you choose "Partial Conversion" then Column BA (AMOUNT) only will be converted based on selected currency (Column L) and Column BB (TAXES) value (INR) will be added to the converted values.
Note on K65: gepadmin: 1. If you choose "Full Conversion" then Column BA (AMOUNT) and Column BB (TAXES) BOTH values will be convert based on selected Currency in (Column L). 2. If you choose "Partial Conversion" then Column BA (AMOUNT) only will be converted based on selected currency (Column L) and Column BB (TAXES) value (INR) will be added to the converted values.
Note on K66: gepadmin: 1. If you choose "Full Conversion" then Column BA (AMOUNT) and Column BB (TAXES) BOTH values will be convert based on selected Currency in (Column L). 2. If you choose "Partial Conversion" then Column BA (AMOUNT) only will be converted based on selected currency (Column L) and Column BB (TAXES) value (INR) will be added to the converted values.
Note on K68: gepadmin: 1. If you choose "Full Conversion" then Column BA (AMOUNT) and Column BB (TAXES) BOTH values will be convert based on selected Currency in (Column L). 2. If you choose "Partial Conversion" then Column BA (AMOUNT) only will be converted based on selected currency (Column L) and Column BB (TAXES) value (INR) will be added to the converted values.
Note on K69: gepadmin: 1. If you choose "Full Conversion" then Column BA (AMOUNT) and Column BB (TAXES) BOTH values will be convert based on selected Currency in (Column L). 2. If you choose "Partial Conversion" then Column BA (AMOUNT) only will be converted based on selected currency (Column L) and Column BB (TAXES) value (INR) will be added to the converted values.
Note on K72: gepadmin: 1. If you choose "Full Conversion" then Column BA (AMOUNT) and Column BB (TAXES) BOTH values will be convert based on selected Currency in (Column L). 2. If you choose "Partial Conversion" then Column BA (AMOUNT) only will be converted based on selected currency (Column L) and Column BB (TAXES) value (INR) will be added to the converted values.
Note on K73: gepadmin: 1. If you choose "Full Conversion" then Column BA (AMOUNT) and Column BB (TAXES) BOTH values will be convert based on selected Currency in (Column L). 2. If you choose "Partial Conversion" then Column BA (AMOUNT) only will be converted based on selected currency (Column L) and Column BB (TAXES) value (INR) will be added to the converted values.
Note on K76: gepadmin: 1. If you choose "Full Conversion" then Column BA (AMOUNT) and Column BB (TAXES) BOTH values will be convert based on selected Currency in (Column L). 2. If you choose "Partial Conversion" then Column BA (AMOUNT) only will be converted based on selected currency (Column L) and Column BB (TAXES) value (INR) will be added to the converted values.
Note on K79: gepadmin: 1. If you choose "Full Conversion" then Column BA (AMOUNT) and Column BB (TAXES) BOTH values will be convert based on selected Currency in (Column L). 2. If you choose "Partial Conversion" then Column BA (AMOUNT) only will be converted based on selected currency (Column L) and Column BB (TAXES) value (INR) will be added to the converted values.
Note on K80: gepadmin: 1. If you choose "Full Conversion" then Column BA (AMOUNT) and Column BB (TAXES) BOTH values will be convert based on selected Currency in (Column L). 2. If you choose "Partial Conversion" then Column BA (AMOUNT) only will be converted based on selected currency (Column L) and Column BB (TAXES) value (INR) will be added to the converted values.
Note on K82: gepadmin: 1. If you choose "Full Conversion" then Column BA (AMOUNT) and Column BB (TAXES) BOTH values will be convert based on selected Currency in (Column L). 2. If you choose "Partial Conversion" then Column BA (AMOUNT) only will be converted based on selected currency (Column L) and Column BB (TAXES) value (INR) will be added to the converted values.
Note on K85: gepadmin: 1. If you choose "Full Conversion" then Column BA (AMOUNT) and Column BB (TAXES) BOTH values will be convert based on selected Currency in (Column L). 2. If you choose "Partial Conversion" then Column BA (AMOUNT) only will be converted based on selected currency (Column L) and Column BB (TAXES) value (INR) will be added to the converted values.
Note on K88: gepadmin: 1. If you choose "Full Conversion" then Column BA (AMOUNT) and Column BB (TAXES) BOTH values will be convert based on selected Currency in (Column L). 2. If you choose "Partial Conversion" then Column BA (AMOUNT) only will be converted based on selected currency (Column L) and Column BB (TAXES) value (INR) will be added to the converted values.
Note on K89: gepadmin: 1. If you choose "Full Conversion" then Column BA (AMOUNT) and Column BB (TAXES) BOTH values will be convert based on selected Currency in (Column L). 2. If you choose "Partial Conversion" then Column BA (AMOUNT) only will be converted based on selected currency (Column L) and Column BB (TAXES) value (INR) will be added to the converted values.
Note on K99: gepadmin: 1. If you choose "Full Conversion" then Column BA (AMOUNT) and Column BB (TAXES) BOTH values will be convert based on selected Currency in (Column L). 2. If you choose "Partial Conversion" then Column BA (AMOUNT) only will be converted based on selected currency (Column L) and Column BB (TAXES) value (INR) will be added to the converted values.
Note on K100: gepadmin: 1. If you choose "Full Conversion" then Column BA (AMOUNT) and Column BB (TAXES) BOTH values will be convert based on selected Currency in (Column L). 2. If you choose "Partial Conversion" then Column BA (AMOUNT) only will be converted based on selected currency (Column L) and Column BB (TAXES) value (INR) will be added to the converted values.
Note on K101: gepadmin: 1. If you choose "Full Conversion" then Column BA (AMOUNT) and Column BB (TAXES) BOTH values will be convert based on selected Currency in (Column L). 2. If you choose "Partial Conversion" then Column BA (AMOUNT) only will be converted based on selected currency (Column L) and Column BB (TAXES) value (INR) will be added to the converted values.
Note on K102: gepadmin: 1. If you choose "Full Conversion" then Column BA (AMOUNT) and Column BB (TAXES) BOTH values will be convert based on selected Currency in (Column L). 2. If you choose "Partial Conversion" then Column BA (AMOUNT) only will be converted based on selected currency (Column L) and Column BB (TAXES) value (INR) will be added to the converted values.
Note on K104: gepadmin: 1. If you choose "Full Conversion" then Column BA (AMOUNT) and Column BB (TAXES) BOTH values will be convert based on selected Currency in (Column L). 2. If you choose "Partial Conversion" then Column BA (AMOUNT) only will be converted based on selected currency (Column L) and Column BB (TAXES) value (INR) will be added to the converted values.
Note on K105: gepadmin: 1. If you choose "Full Conversion" then Column BA (AMOUNT) and Column BB (TAXES) BOTH values will be convert based on selected Currency in (Column L). 2. If you choose "Partial Conversion" then Column BA (AMOUNT) only will be converted based on selected currency (Column L) and Column BB (TAXES) value (INR) will be added to the converted values.
Note on K107: gepadmin: 1. If you choose "Full Conversion" then Column BA (AMOUNT) and Column BB (TAXES) BOTH values will be convert based on selected Currency in (Column L). 2. If you choose "Partial Conversion" then Column BA (AMOUNT) only will be converted based on selected currency (Column L) and Column BB (TAXES) value (INR) will be added to the converted values.
Note on K108: gepadmin: 1. If you choose "Full Conversion" then Column BA (AMOUNT) and Column BB (TAXES) BOTH values will be convert based on selected Currency in (Column L). 2. If you choose "Partial Conversion" then Column BA (AMOUNT) only will be converted based on selected currency (Column L) and Column BB (TAXES) value (INR) will be added to the converted values.
Note on K110: gepadmin: 1. If you choose "Full Conversion" then Column BA (AMOUNT) and Column BB (TAXES) BOTH values will be convert based on selected Currency in (Column L). 2. If you choose "Partial Conversion" then Column BA (AMOUNT) only will be converted based on selected currency (Column L) and Column BB (TAXES) value (INR) will be added to the converted values.
Note on K111: gepadmin: 1. If you choose "Full Conversion" then Column BA (AMOUNT) and Column BB (TAXES) BOTH values will be convert based on selected Currency in (Column L). 2. If you choose "Partial Conversion" then Column BA (AMOUNT) only will be converted based on selected currency (Column L) and Column BB (TAXES) value (INR) will be added to the converted values.
Note on K113: gepadmin: 1. If you choose "Full Conversion" then Column BA (AMOUNT) and Column BB (TAXES) BOTH values will be convert based on selected Currency in (Column L). 2. If you choose "Partial Conversion" then Column BA (AMOUNT) only will be converted based on selected currency (Column L) and Column BB (TAXES) value (INR) will be added to the converted values.
Note on K114: gepadmin: 1. If you choose "Full Conversion" then Column BA (AMOUNT) and Column BB (TAXES) BOTH values will be convert based on selected Currency in (Column L). 2. If you choose "Partial Conversion" then Column BA (AMOUNT) only will be converted based on selected currency (Column L) and Column BB (TAXES) value (INR) will be added to the converted values.
Note on K116: gepadmin: 1. If you choose "Full Conversion" then Column BA (AMOUNT) and Column BB (TAXES) BOTH values will be convert based on selected Currency in (Column L). 2. If you choose "Partial Conversion" then Column BA (AMOUNT) only will be converted based on selected currency (Column L) and Column BB (TAXES) value (INR) will be added to the converted values.
Note on K117: gepadmin: 1. If you choose "Full Conversion" then Column BA (AMOUNT) and Column BB (TAXES) BOTH values will be convert based on selected Currency in (Column L). 2. If you choose "Partial Conversion" then Column BA (AMOUNT) only will be converted based on selected currency (Column L) and Column BB (TAXES) value (INR) will be added to the converted values.
Note on K119: gepadmin: 1. If you choose "Full Conversion" then Column BA (AMOUNT) and Column BB (TAXES) BOTH values will be convert based on selected Currency in (Column L). 2. If you choose "Partial Conversion" then Column BA (AMOUNT) only will be converted based on selected currency (Column L) and Column BB (TAXES) value (INR) will be added to the converted values.
Note on K121: gepadmin: 1. If you choose "Full Conversion" then Column BA (AMOUNT) and Column BB (TAXES) BOTH values will be convert based on selected Currency in (Column L). 2. If you choose "Partial Conversion" then Column BA (AMOUNT) only will be converted based on selected currency (Column L) and Column BB (TAXES) value (INR) will be added to the converted values.
Note on K122: gepadmin: 1. If you choose "Full Conversion" then Column BA (AMOUNT) and Column BB (TAXES) BOTH values will be convert based on selected Currency in (Column L). 2. If you choose "Partial Conversion" then Column BA (AMOUNT) only will be converted based on selected currency (Column L) and Column BB (TAXES) value (INR) will be added to the converted values.
Note on K123: gepadmin: 1. If you choose "Full Conversion" then Column BA (AMOUNT) and Column BB (TAXES) BOTH values will be convert based on selected Currency in (Column L). 2. If you choose "Partial Conversion" then Column BA (AMOUNT) only will be converted based on selected currency (Column L) and Column BB (TAXES) value (INR) will be added to the converted values.
Note on K124: gepadmin: 1. If you choose "Full Conversion" then Column BA (AMOUNT) and Column BB (TAXES) BOTH values will be convert based on selected Currency in (Column L). 2. If you choose "Partial Conversion" then Column BA (AMOUNT) only will be converted based on selected currency (Column L) and Column BB (TAXES) value (INR) will be added to the converted values.
Note on K125: gepadmin: 1. If you choose "Full Conversion" then Column BA (AMOUNT) and Column BB (TAXES) BOTH values will be convert based on selected Currency in (Column L). 2. If you choose "Partial Conversion" then Column BA (AMOUNT) only will be converted based on selected currency (Column L) and Column BB (TAXES) value (INR) will be added to the converted values.
Note on K126: gepadmin: 1. If you choose "Full Conversion" then Column BA (AMOUNT) and Column BB (TAXES) BOTH values will be convert based on selected Currency in (Column L). 2. If you choose "Partial Conversion" then Column BA (AMOUNT) only will be converted based on selected currency (Column L) and Column BB (TAXES) value (INR) will be added to the converted values.
Note on K127: gepadmin: 1. If you choose "Full Conversion" then Column BA (AMOUNT) and Column BB (TAXES) BOTH values will be convert based on selected Currency in (Column L). 2. If you choose "Partial Conversion" then Column BA (AMOUNT) only will be converted based on selected currency (Column L) and Column BB (TAXES) value (INR) will be added to the converted values.
Note on K128: gepadmin: 1. If you choose "Full Conversion" then Column BA (AMOUNT) and Column BB (TAXES) BOTH values will be convert based on selected Currency in (Column L). 2. If you choose "Partial Conversion" then Column BA (AMOUNT) only will be converted based on selected currency (Column L) and Column BB (TAXES) value (INR) will be added to the converted values.
Note on K129: gepadmin: 1. If you choose "Full Conversion" then Column BA (AMOUNT) and Column BB (TAXES) BOTH values will be convert based on selected Currency in (Column L). 2. If you choose "Partial Conversion" then Column BA (AMOUNT) only will be converted based on selected currency (Column L) and Column BB (TAXES) value (INR) will be added to the converted values.
Note on K130: gepadmin: 1. If you choose "Full Conversion" then Column BA (AMOUNT) and Column BB (TAXES) BOTH values will be convert based on selected Currency in (Column L). 2. If you choose "Partial Conversion" then Column BA (AMOUNT) only will be converted based on selected currency (Column L) and Column BB (TAXES) value (INR) will be added to the converted values.
Note on K131: gepadmin: 1. If you choose "Full Conversion" then Column BA (AMOUNT) and Column BB (TAXES) BOTH values will be convert based on selected Currency in (Column L). 2. If you choose "Partial Conversion" then Column BA (AMOUNT) only will be converted based on selected currency (Column L) and Column BB (TAXES) value (INR) will be added to the converted values.
Note on K133: gepadmin: 1. If you choose "Full Conversion" then Column BA (AMOUNT) and Column BB (TAXES) BOTH values will be convert based on selected Currency in (Column L). 2. If you choose "Partial Conversion" then Column BA (AMOUNT) only will be converted based on selected currency (Column L) and Column BB (TAXES) value (INR) will be added to the converted values.
Note on K134: gepadmin: 1. If you choose "Full Conversion" then Column BA (AMOUNT) and Column BB (TAXES) BOTH values will be convert based on selected Currency in (Column L). 2. If you choose "Partial Conversion" then Column BA (AMOUNT) only will be converted based on selected currency (Column L) and Column BB (TAXES) value (INR) will be added to the converted values.
Note on K135: gepadmin: 1. If you choose "Full Conversion" then Column BA (AMOUNT) and Column BB (TAXES) BOTH values will be convert based on selected Currency in (Column L). 2. If you choose "Partial Conversion" then Column BA (AMOUNT) only will be converted based on selected currency (Column L) and Column BB (TAXES) value (INR) will be added to the converted values.
Note on K136: gepadmin: 1. If you choose "Full Conversion" then Column BA (AMOUNT) and Column BB (TAXES) BOTH values will be convert based on selected Currency in (Column L). 2. If you choose "Partial Conversion" then Column BA (AMOUNT) only will be converted based on selected currency (Column L) and Column BB (TAXES) value (INR) will be added to the converted values.
Note on K137: gepadmin: 1. If you choose "Full Conversion" then Column BA (AMOUNT) and Column BB (TAXES) BOTH values will be convert based on selected Currency in (Column L). 2. If you choose "Partial Conversion" then Column BA (AMOUNT) only will be converted based on selected currency (Column L) and Column BB (TAXES) value (INR) will be added to the converted values.
Note on K138: gepadmin: 1. If you choose "Full Conversion" then Column BA (AMOUNT) and Column BB (TAXES) BOTH values will be convert based on selected Currency in (Column L). 2. If you choose "Partial Conversion" then Column BA (AMOUNT) only will be converted based on selected currency (Column L) and Column BB (TAXES) value (INR) will be added to the converted values.
Note on K139: gepadmin: 1. If you choose "Full Conversion" then Column BA (AMOUNT) and Column BB (TAXES) BOTH values will be convert based on selected Currency in (Column L). 2. If you choose "Partial Conversion" then Column BA (AMOUNT) only will be converted based on selected currency (Column L) and Column BB (TAXES) value (INR) will be added to the converted values.
Note on K140: gepadmin: 1. If you choose "Full Conversion" then Column BA (AMOUNT) and Column BB (TAXES) BOTH values will be convert based on selected Currency in (Column L). 2. If you choose "Partial Conversion" then Column BA (AMOUNT) only will be converted based on selected currency (Column L) and Column BB (TAXES) value (INR) will be added to the converted values.
Note on K141: gepadmin: 1. If you choose "Full Conversion" then Column BA (AMOUNT) and Column BB (TAXES) BOTH values will be convert based on selected Currency in (Column L). 2. If you choose "Partial Conversion" then Column BA (AMOUNT) only will be converted based on selected currency (Column L) and Column BB (TAXES) value (INR) will be added to the converted values.
Note on K142: gepadmin: 1. If you choose "Full Conversion" then Column BA (AMOUNT) and Column BB (TAXES) BOTH values will be convert based on selected Currency in (Column L). 2. If you choose "Partial Conversion" then Column BA (AMOUNT) only will be converted based on selected currency (Column L) and Column BB (TAXES) value (INR) will be added to the converted values.
Note on K143: gepadmin: 1. If you choose "Full Conversion" then Column BA (AMOUNT) and Column BB (TAXES) BOTH values will be convert based on selected Currency in (Column L). 2. If you choose "Partial Conversion" then Column BA (AMOUNT) only will be converted based on selected currency (Column L) and Column BB (TAXES) value (INR) will be added to the converted values.
Note on K144: gepadmin: 1. If you choose "Full Conversion" then Column BA (AMOUNT) and Column BB (TAXES) BOTH values will be convert based on selected Currency in (Column L). 2. If you choose "Partial Conversion" then Column BA (AMOUNT) only will be converted based on selected currency (Column L) and Column BB (TAXES) value (INR) will be added to the converted values.
Note on K145: gepadmin: 1. If you choose "Full Conversion" then Column BA (AMOUNT) and Column BB (TAXES) BOTH values will be convert based on selected Currency in (Column L). 2. If you choose "Partial Conversion" then Column BA (AMOUNT) only will be converted based on selected currency (Column L) and Column BB (TAXES) value (INR) will be added to the converted values.
Note on K146: gepadmin: 1. If you choose "Full Conversion" then Column BA (AMOUNT) and Column BB (TAXES) BOTH values will be convert based on selected Currency in (Column L). 2. If you choose "Partial Conversion" then Column BA (AMOUNT) only will be converted based on selected currency (Column L) and Column BB (TAXES) value (INR) will be added to the converted values.
Note on K147: gepadmin: 1. If you choose "Full Conversion" then Column BA (AMOUNT) and Column BB (TAXES) BOTH values will be convert based on selected Currency in (Column L). 2. If you choose "Partial Conversion" then Column BA (AMOUNT) only will be converted based on selected currency (Column L) and Column BB (TAXES) value (INR) will be added to the converted values.
Note on K148: gepadmin: 1. If you choose "Full Conversion" then Column BA (AMOUNT) and Column BB (TAXES) BOTH values will be convert based on selected Currency in (Column L). 2. If you choose "Partial Conversion" then Column BA (AMOUNT) only will be converted based on selected currency (Column L) and Column BB (TAXES) value (INR) will be added to the converted values.
Note on K150: gepadmin: 1. If you choose "Full Conversion" then Column BA (AMOUNT) and Column BB (TAXES) BOTH values will be convert based on selected Currency in (Column L). 2. If you choose "Partial Conversion" then Column BA (AMOUNT) only will be converted based on selected currency (Column L) and Column BB (TAXES) value (INR) will be added to the converted values.
Note on K152: gepadmin: 1. If you choose "Full Conversion" then Column BA (AMOUNT) and Column BB (TAXES) BOTH values will be convert based on selected Currency in (Column L). 2. If you choose "Partial Conversion" then Column BA (AMOUNT) only will be converted based on selected currency (Column L) and Column BB (TAXES) value (INR) will be added to the converted values.
Note on K154: gepadmin: 1. If you choose "Full Conversion" then Column BA (AMOUNT) and Column BB (TAXES) BOTH values will be convert based on selected Currency in (Column L). 2. If you choose "Partial Conversion" then Column BA (AMOUNT) only will be converted based on selected currency (Column L) and Column BB (TAXES) value (INR) will be added to the converted values.
Note on K156: gepadmin: 1. If you choose "Full Conversion" then Column BA (AMOUNT) and Column BB (TAXES) BOTH values will be convert based on selected Currency in (Column L). 2. If you choose "Partial Conversion" then Column BA (AMOUNT) only will be converted based on selected currency (Column L) and Column BB (TAXES) value (INR) will be added to the converted values.
Note on K157: gepadmin: 1. If you choose "Full Conversion" then Column BA (AMOUNT) and Column BB (TAXES) BOTH values will be convert based on selected Currency in (Column L). 2. If you choose "Partial Conversion" then Column BA (AMOUNT) only will be converted based on selected currency (Column L) and Column BB (TAXES) value (INR) will be added to the converted values.
Note on K158: gepadmin: 1. If you choose "Full Conversion" then Column BA (AMOUNT) and Column BB (TAXES) BOTH values will be convert based on selected Currency in (Column L). 2. If you choose "Partial Conversion" then Column BA (AMOUNT) only will be converted based on selected currency (Column L) and Column BB (TAXES) value (INR) will be added to the converted values.
Note on K159: gepadmin: 1. If you choose "Full Conversion" then Column BA (AMOUNT) and Column BB (TAXES) BOTH values will be convert based on selected Currency in (Column L). 2. If you choose "Partial Conversion" then Column BA (AMOUNT) only will be converted based on selected currency (Column L) and Column BB (TAXES) value (INR) will be added to the converted values.
Note on K160: gepadmin: 1. If you choose "Full Conversion" then Column BA (AMOUNT) and Column BB (TAXES) BOTH values will be convert based on selected Currency in (Column L). 2. If you choose "Partial Conversion" then Column BA (AMOUNT) only will be converted based on selected currency (Column L) and Column BB (TAXES) value (INR) will be added to the converted values.
Note on K162: gepadmin: 1. If you choose "Full Conversion" then Column BA (AMOUNT) and Column BB (TAXES) BOTH values will be convert based on selected Currency in (Column L). 2. If you choose "Partial Conversion" then Column BA (AMOUNT) only will be converted based on selected currency (Column L) and Column BB (TAXES) value (INR) will be added to the converted values.
Note on K163: gepadmin: 1. If you choose "Full Conversion" then Column BA (AMOUNT) and Column BB (TAXES) BOTH values will be convert based on selected Currency in (Column L). 2. If you choose "Partial Conversion" then Column BA (AMOUNT) only will be converted based on selected currency (Column L) and Column BB (TAXES) value (INR) will be added to the converted values.
Note on K164: gepadmin: 1. If you choose "Full Conversion" then Column BA (AMOUNT) and Column BB (TAXES) BOTH values will be convert based on selected Currency in (Column L). 2. If you choose "Partial Conversion" then Column BA (AMOUNT) only will be converted based on selected currency (Column L) and Column BB (TAXES) value (INR) will be added to the converted values.
Note on K165: gepadmin: 1. If you choose "Full Conversion" then Column BA (AMOUNT) and Column BB (TAXES) BOTH values will be convert based on selected Currency in (Column L). 2. If you choose "Partial Conversion" then Column BA (AMOUNT) only will be converted based on selected currency (Column L) and Column BB (TAXES) value (INR) will be added to the converted values.
Note on K167: gepadmin: 1. If you choose "Full Conversion" then Column BA (AMOUNT) and Column BB (TAXES) BOTH values will be convert based on selected Currency in (Column L). 2. If you choose "Partial Conversion" then Column BA (AMOUNT) only will be converted based on selected currency (Column L) and Column BB (TAXES) value (INR) will be added to the converted values.
Note on K168: gepadmin: 1. If you choose "Full Conversion" then Column BA (AMOUNT) and Column BB (TAXES) BOTH values will be convert based on selected Currency in (Column L). 2. If you choose "Partial Conversion" then Column BA (AMOUNT) only will be converted based on selected currency (Column L) and Column BB (TAXES) value (INR) will be added to the converted values.
Note on K171: gepadmin: 1. If you choose "Full Conversion" then Column BA (AMOUNT) and Column BB (TAXES) BOTH values will be convert based on selected Currency in (Column L). 2. If you choose "Partial Conversion" then Column BA (AMOUNT) only will be converted based on selected currency (Column L) and Column BB (TAXES) value (INR) will be added to the converted values.
Note on K172: gepadmin: 1. If you choose "Full Conversion" then Column BA (AMOUNT) and Column BB (TAXES) BOTH values will be convert based on selected Currency in (Column L). 2. If you choose "Partial Conversion" then Column BA (AMOUNT) only will be converted based on selected currency (Column L) and Column BB (TAXES) value (INR) will be added to the converted values.
Note on K175: gepadmin: 1. If you choose "Full Conversion" then Column BA (AMOUNT) and Column BB (TAXES) BOTH values will be convert based on selected Currency in (Column L). 2. If you choose "Partial Conversion" then Column BA (AMOUNT) only will be converted based on selected currency (Column L) and Column BB (TAXES) value (INR) will be added to the converted values.
Note on K178: gepadmin: 1. If you choose "Full Conversion" then Column BA (AMOUNT) and Column BB (TAXES) BOTH values will be convert based on selected Currency in (Column L). 2. If you choose "Partial Conversion" then Column BA (AMOUNT) only will be converted based on selected currency (Column L) and Column BB (TAXES) value (INR) will be added to the converted values.
Note on K179: gepadmin: 1. If you choose "Full Conversion" then Column BA (AMOUNT) and Column BB (TAXES) BOTH values will be convert based on selected Currency in (Column L). 2. If you choose "Partial Conversion" then Column BA (AMOUNT) only will be converted based on selected currency (Column L) and Column BB (TAXES) value (INR) will be added to the converted values.
Note on K181: gepadmin: 1. If you choose "Full Conversion" then Column BA (AMOUNT) and Column BB (TAXES) BOTH values will be convert based on selected Currency in (Column L). 2. If you choose "Partial Conversion" then Column BA (AMOUNT) only will be converted based on selected currency (Column L) and Column BB (TAXES) value (INR) will be added to the converted values.
Note on K184: gepadmin: 1. If you choose "Full Conversion" then Column BA (AMOUNT) and Column BB (TAXES) BOTH values will be convert based on selected Currency in (Column L). 2. If you choose "Partial Conversion" then Column BA (AMOUNT) only will be converted based on selected currency (Column L) and Column BB (TAXES) value (INR) will be added to the converted values.
Note on K187: gepadmin: 1. If you choose "Full Conversion" then Column BA (AMOUNT) and Column BB (TAXES) BOTH values will be convert based on selected Currency in (Column L). 2. If you choose "Partial Conversion" then Column BA (AMOUNT) only will be converted based on selected currency (Column L) and Column BB (TAXES) value (INR) will be added to the converted values.
Note on K188: gepadmin: 1. If you choose "Full Conversion" then Column BA (AMOUNT) and Column BB (TAXES) BOTH values will be convert based on selected Currency in (Column L). 2. If you choose "Partial Conversion" then Column BA (AMOUNT) only will be converted based on selected currency (Column L) and Column BB (TAXES) value (INR) will be added to the converted values.
Note on K198: gepadmin: 1. If you choose "Full Conversion" then Column BA (AMOUNT) and Column BB (TAXES) BOTH values will be convert based on selected Currency in (Column L). 2. If you choose "Partial Conversion" then Column BA (AMOUNT) only will be converted based on selected currency (Column L) and Column BB (TAXES) value (INR) will be added to the converted values.
Note on K199: gepadmin: 1. If you choose "Full Conversion" then Column BA (AMOUNT) and Column BB (TAXES) BOTH values will be convert based on selected Currency in (Column L). 2. If you choose "Partial Conversion" then Column BA (AMOUNT) only will be converted based on selected currency (Column L) and Column BB (TAXES) value (INR) will be added to the converted values.
Note on K200: gepadmin: 1. If you choose "Full Conversion" then Column BA (AMOUNT) and Column BB (TAXES) BOTH values will be convert based on selected Currency in (Column L). 2. If you choose "Partial Conversion" then Column BA (AMOUNT) only will be converted based on selected currency (Column L) and Column BB (TAXES) value (INR) will be added to the converted values.
Note on K201: gepadmin: 1. If you choose "Full Conversion" then Column BA (AMOUNT) and Column BB (TAXES) BOTH values will be convert based on selected Currency in (Column L). 2. If you choose "Partial Conversion" then Column BA (AMOUNT) only will be converted based on selected currency (Column L) and Column BB (TAXES) value (INR) will be added to the converted values.
Note on K203: gepadmin: 1. If you choose "Full Conversion" then Column BA (AMOUNT) and Column BB (TAXES) BOTH values will be convert based on selected Currency in (Column L). 2. If you choose "Partial Conversion" then Column BA (AMOUNT) only will be converted based on selected currency (Column L) and Column BB (TAXES) value (INR) will be added to the converted values.
Note on K204: gepadmin: 1. If you choose "Full Conversion" then Column BA (AMOUNT) and Column BB (TAXES) BOTH values will be convert based on selected Currency in (Column L). 2. If you choose "Partial Conversion" then Column BA (AMOUNT) only will be converted based on selected currency (Column L) and Column BB (TAXES) value (INR) will be added to the converted values.
Note on K206: gepadmin: 1. If you choose "Full Conversion" then Column BA (AMOUNT) and Column BB (TAXES) BOTH values will be convert based on selected Currency in (Column L). 2. If you choose "Partial Conversion" then Column BA (AMOUNT) only will be converted based on selected currency (Column L) and Column BB (TAXES) value (INR) will be added to the converted values.
Note on K207: gepadmin: 1. If you choose "Full Conversion" then Column BA (AMOUNT) and Column BB (TAXES) BOTH values will be convert based on selected Currency in (Column L). 2. If you choose "Partial Conversion" then Column BA (AMOUNT) only will be converted based on selected currency (Column L) and Column BB (TAXES) value (INR) will be added to the converted values.
Note on K209: gepadmin: 1. If you choose "Full Conversion" then Column BA (AMOUNT) and Column BB (TAXES) BOTH values will be convert based on selected Currency in (Column L). 2. If you choose "Partial Conversion" then Column BA (AMOUNT) only will be converted based on selected currency (Column L) and Column BB (TAXES) value (INR) will be added to the converted values.
Note on K210: gepadmin: 1. If you choose "Full Conversion" then Column BA (AMOUNT) and Column BB (TAXES) BOTH values will be convert based on selected Currency in (Column L). 2. If you choose "Partial Conversion" then Column BA (AMOUNT) only will be converted based on selected currency (Column L) and Column BB (TAXES) value (INR) will be added to the converted values.
Note on K212: gepadmin: 1. If you choose "Full Conversion" then Column BA (AMOUNT) and Column BB (TAXES) BOTH values will be convert based on selected Currency in (Column L). 2. If you choose "Partial Conversion" then Column BA (AMOUNT) only will be converted based on selected currency (Column L) and Column BB (TAXES) value (INR) will be added to the converted values.
Note on K213: gepadmin: 1. If you choose "Full Conversion" then Column BA (AMOUNT) and Column BB (TAXES) BOTH values will be convert based on selected Currency in (Column L). 2. If you choose "Partial Conversion" then Column BA (AMOUNT) only will be converted based on selected currency (Column L) and Column BB (TAXES) value (INR) will be added to the converted values.
Note on K215: gepadmin: 1. If you choose "Full Conversion" then Column BA (AMOUNT) and Column BB (TAXES) BOTH values will be convert based on selected Currency in (Column L). 2. If you choose "Partial Conversion" then Column BA (AMOUNT) only will be converted based on selected currency (Column L) and Column BB (TAXES) value (INR) will be added to the converted values.
Note on K216: gepadmin: 1. If you choose "Full Conversion" then Column BA (AMOUNT) and Column BB (TAXES) BOTH values will be convert based on selected Currency in (Column L). 2. If you choose "Partial Conversion" then Column BA (AMOUNT) only will be converted based on selected currency (Column L) and Column BB (TAXES) value (INR) will be added to the converted values.
Note on K218: gepadmin: 1. If you choose "Full Conversion" then Column BA (AMOUNT) and Column BB (TAXES) BOTH values will be convert based on selected Currency in (Column L). 2. If you choose "Partial Conversion" then Column BA (AMOUNT) only will be converted based on selected currency (Column L) and Column BB (TAXES) value (INR) will be added to the converted values.
Note on K221: gepadmin: 1. If you choose "Full Conversion" then Column BA (AMOUNT) and Column BB (TAXES) BOTH values will be convert based on selected Currency in (Column L). 2. If you choose "Partial Conversion" then Column BA (AMOUNT) only will be converted based on selected currency (Column L) and Column BB (TAXES) value (INR) will be added to the converted values.
Note on K223: gepadmin: 1. If you choose "Full Conversion" then Column BA (AMOUNT) and Column BB (TAXES) BOTH values will be convert based on selected Currency in (Column L). 2. If you choose "Partial Conversion" then Column BA (AMOUNT) only will be converted based on selected currency (Column L) and Column BB (TAXES) value (INR) will be added to the converted values.
Note on K225: gepadmin: 1. If you choose "Full Conversion" then Column BA (AMOUNT) and Column BB (TAXES) BOTH values will be convert based on selected Currency in (Column L). 2. If you choose "Partial Conversion" then Column BA (AMOUNT) only will be converted based on selected currency (Column L) and Column BB (TAXES) value (INR) will be added to the converted values.
Note on K228: gepadmin: 1. If you choose "Full Conversion" then Column BA (AMOUNT) and Column BB (TAXES) BOTH values will be convert based on selected Currency in (Column L). 2. If you choose "Partial Conversion" then Column BA (AMOUNT) only will be converted based on selected currency (Column L) and Column BB (TAXES) value (INR) will be added to the converted values.
Note on K231: gepadmin: 1. If you choose "Full Conversion" then Column BA (AMOUNT) and Column BB (TAXES) BOTH values will be convert based on selected Currency in (Column L). 2. If you choose "Partial Conversion" then Column BA (AMOUNT) only will be converted based on selected currency (Column L) and Column BB (TAXES) value (INR) will be added to the converted values.
Note on K233: gepadmin: 1. If you choose "Full Conversion" then Column BA (AMOUNT) and Column BB (TAXES) BOTH values will be convert based on selected Currency in (Column L). 2. If you choose "Partial Conversion" then Column BA (AMOUNT) only will be converted based on selected currency (Column L) and Column BB (TAXES) value (INR) will be added to the converted values.
Note on K235: gepadmin: 1. If you choose "Full Conversion" then Column BA (AMOUNT) and Column BB (TAXES) BOTH values will be convert based on selected Currency in (Column L). 2. If you choose "Partial Conversion" then Column BA (AMOUNT) only will be converted based on selected currency (Column L) and Column BB (TAXES) value (INR) will be added to the converted values.
Note on K237: gepadmin: 1. If you choose "Full Conversion" then Column BA (AMOUNT) and Column BB (TAXES) BOTH values will be convert based on selected Currency in (Column L). 2. If you choose "Partial Conversion" then Column BA (AMOUNT) only will be converted based on selected currency (Column L) and Column BB (TAXES) value (INR) will be added to the converted values.
Note on K239: gepadmin: 1. If you choose "Full Conversion" then Column BA (AMOUNT) and Column BB (TAXES) BOTH values will be convert based on selected Currency in (Column L). 2. If you choose "Partial Conversion" then Column BA (AMOUNT) only will be converted based on selected currency (Column L) and Column BB (TAXES) value (INR) will be added to the converted values.
Note on K241: gepadmin: 1. If you choose "Full Conversion" then Column BA (AMOUNT) and Column BB (TAXES) BOTH values will be convert based on selected Currency in (Column L). 2. If you choose "Partial Conversion" then Column BA (AMOUNT) only will be converted based on selected currency (Column L) and Column BB (TAXES) value (INR) will be added to the converted values.
Note on K243: gepadmin: 1. If you choose "Full Conversion" then Column BA (AMOUNT) and Column BB (TAXES) BOTH values will be convert based on selected Currency in (Column L). 2. If you choose "Partial Conversion" then Column BA (AMOUNT) only will be converted based on selected currency (Column L) and Column BB (TAXES) value (INR) will be added to the converted values.
Note on K245: gepadmin: 1. If you choose "Full Conversion" then Column BA (AMOUNT) and Column BB (TAXES) BOTH values will be convert based on selected Currency in (Column L). 2. If you choose "Partial Conversion" then Column BA (AMOUNT) only will be converted based on selected currency (Column L) and Column BB (TAXES) value (INR) will be added to the converted values.
Note on K247: gepadmin: 1. If you choose "Full Conversion" then Column BA (AMOUNT) and Column BB (TAXES) BOTH values will be convert based on selected Currency in (Column L). 2. If you choose "Partial Conversion" then Column BA (AMOUNT) only will be converted based on selected currency (Column L) and Column BB (TAXES) value (INR) will be added to the converted values.
Validate
Print
Help

## Macros
Please Enable Macros to View BoQ information